{"text_format":"1","workbook":"xlsx","n_sheets":1,"sheets":["Example"],"not_rendered":{"charts":0,"images":0,"macros":1,"external_links":0,"defined_names":26,"comments":0,"pivot_tables":0},"unopened":[],"bounds":{"document_bytes":16777216,"sheet_cells":100000,"rows_first":2000,"rows_last":500,"rows_between":2000,"halvings":0,"cell_chars":16384,"cell_head_chars":4096},"cells_cut":0,"cells_raw":0,"read":"whole","date_system":"1900"}

{"sheet":"Example","index":0,"n_rows":1736,"n_cols":18,"rows_kept":1736,"cut":false,"hidden":false,"merged":[[6,2,6,3]]}
[null,null,null,null,"Calculate Correction",null,null,"Forecast Reduction",null,{"$f":"J2/100","v":0},null,null,null,null,null,"Nameplate rating",30,"MW"]
[null,null,null,null,"Reset Correction",null,null,"Constraint Constant",null,0]
[]
[]
[null,null,null,null,null,null,null,null,null,null,null,"D <= 10%","Km>1MW","Kp>5%","Compliant"]
[null,null,null,null,null,null,null,null,null,null,null,{"$f":"IF(MAX(L9:L1736) <=0.1, TRUE, FALSE)","v":false},{"$f":"IF(MAX(M9:M1736) > 1, TRUE, FALSE)","v":true},{"$f":"IF(MAX(N9:N1736) > 0.05, TRUE, FALSE)","v":true},{"$f":"AND(L6, NOT(M6), NOT(N6))","v":false},"Forecasts >0 over 24hrs",{"$f":"COUNTIF(I9:I1736, \">0\")","v":857}]
[null,"Actual Time at start of dispatch interval","Indices",null,"Time Firm Offer was made","Forecast made at time","Time forecast applies ","Firm Offer Value G(t)","Forecast Value F(t1,t2)","Adjusted Forecast","Ft1,t2 - Gt","D - over 24 hour period","KM","KP","D Numerator","Calculation","D Denominator","Calculation"]
[null,null,"j","i","t=-(5j-5)","t1= -(5j–5+5i)","t2=-(5j-5)","MW","MW",null,"MW","%","MW","%","No of times forecast > firm offer over 24hrs","Formula","Forecasts > 0 over 24 hours","Formula"]
[null,"11:35:00",1,1,0,{"$f":"-(5*C9-5+5*D9)","v":-5},{"$f":"-(5*C9-5)","v":0},20,5,{"$f":"I9-($J$1*I9)","v":5},{"$f":"IF((J9-H9) < 0, 0, J9-H9)","v":0},{"$f":"O9/Q9","v":0.14352392065344224},{"$f":"MAX(K9:K14)","v":2},{"$f":"MAX(K9:K14)/$Q$1","v":6.6666666666666666E-2},{"$f":"IF((H9-J9)<0, O10+1, O10)","v":123},"G0 - F(-5,0) < 0",{"$f":"$Q$6","v":857},"F(-5,0) > 0"]
[null,"11:35:00",1,2,0,{"$f":"-(5*C10-5+5*D10)","v":-10},{"$f":"-(5*C10-5)","v":0},20,5,{"$f":"I10-($J$1*I10)","v":5},{"$f":"IF((J10-H10) < 0, 0, J10-H10)","v":0},{"$f":"O10/Q10","v":0.14352392065344224},null,null,{"$f":"IF((H10-J10)<0, O11+1, O11)","v":123},"G0 - F(-10,0) < 0",{"$f":"$Q$6","v":857},"F(-10,0) > 0"]
[null,"11:35:00",1,3,0,-15,0,20,5,5,0,0.14352392065344224,null,null,123,"G0 - F(-15,0) < 0",857,"F(-15,0) > 0"]
[null,"11:35:00",1,4,0,-20,0,20,21,21,1,0.14352392065344224,null,null,123,"G0 - F(-20,0) < 0",857,"F(-20,0) > 0"]
[null,"11:35:00",1,5,0,-25,0,20,21,21,1,0.14235705950991831,null,null,122,"G0 - F(-25,0) < 0",857,"F(-25,0) > 0"]
[null,"11:35:00",1,6,0,-30,0,20,22,22,2,0.1411901983663944,null,null,121,"G0 - F(-30,0) < 0",857,"F(-30,0) > 0"]
[null,"11:30:00",2,1,-5,-10,-5,20,20,20,0,0.14002333722287047,{"$f":"MAX(K15:K20)","v":6},{"$f":"MAX(K15:K20)/$Q$1","v":0.2},120,"G-5 - F(-10,-5) < 0",857,"F(-10,-5) > 0"]
[null,"11:30:00",2,2,-5,-15,-5,20,21,21,1,0.14002333722287047,null,null,120,"G-5 - F(-15,-5) < 0",857,"F(-15,-5) > 0"]
[null,"11:30:00",2,3,-5,-20,-5,20,21,21,1,0.13885647607934656,null,null,119,"G-5 - F(-20,-5) < 0",857,"F(-20,-5) > 0"]
[null,"11:30:00",2,4,-5,-25,-5,20,21,21,1,0.13768961493582263,null,null,118,"G-5 - F(-25,-5) < 0",857,"F(-25,-5) > 0"]
[null,"11:30:00",2,5,-5,-30,-5,20,0,0,0,0.13652275379229872,null,null,117,"G-5 - F(-30,-5) < 0",857,"F(-30,-5) > 0"]
[null,"11:30:00",2,6,-5,-35,-5,20,26,26,6,0.13652275379229872,null,null,{"$f":"IF((H20-J20)<0, O21+1, O21)","v":117},"G-5 - F(-35,-5) < 0",857,"F(-35,-5) > 0"]
[null,"11:25:00",3,1,-10,-15,-10,20,10,10,0,0.13535589264877479,{"$f":"MAX(K21:K26)","v":1},{"$f":"MAX(K21:K26)/$Q$1","v":3.3333333333333333E-2},{"$f":"IF((H21-J21)<0, O22+1, O22)","v":116},"G-10 - F(-15,-10) < 0",857,"F(-15,-10) > 0"]
[null,"11:25:00",3,2,-10,-20,-10,20,10,10,0,0.13535589264877479,null,null,116,"G-10 - F(-20,-10) < 0",857,"F(-20,-10) > 0"]
[null,"11:25:00",3,3,-10,-25,-10,20,10,10,0,0.13535589264877479,null,null,116,"G-10 - F(-25,-10) < 0",857,"F(-25,-10) > 0"]
[null,"11:25:00",3,4,-10,-30,-10,20,10,10,0,0.13535589264877479,null,null,116,"G-10 - F(-30,-10) < 0",857,"F(-30,-10) > 0"]
[null,"11:25:00",3,5,-10,-35,-10,20,10,10,0,0.13535589264877479,null,null,116,"G-10 - F(-35,-10) < 0",857,"F(-35,-10) > 0"]
[null,"11:25:00",3,6,-10,-40,-10,20,21,21,1,0.13535589264877479,null,null,116,"G-10 - F(-40,-10) < 0",857,"F(-40,-10) > 0"]
[null,"11:20:00",4,1,-15,-20,-15,20,21,21,1,0.13418903150525088,{"$f":"MAX(K27:K32)","v":1},{"$f":"MAX(K27:K32)/$Q$1","v":3.3333333333333333E-2},115,"G-15 - F(-20,-15) < 0",857,"F(-20,-15) > 0"]
[null,"11:20:00",4,2,-15,-25,-15,20,21,21,1,0.13302217036172695,null,null,114,"G-15 - F(-25,-15) < 0",857,"F(-25,-15) > 0"]
[null,"11:20:00",4,3,-15,-30,-15,20,21,21,1,0.13185530921820304,null,null,113,"G-15 - F(-30,-15) < 0",857,"F(-30,-15) > 0"]
[null,"11:20:00",4,4,-15,-35,-15,20,21,21,1,0.13068844807467911,null,null,112,"G-15 - F(-35,-15) < 0",857,"F(-35,-15) > 0"]
[null,"11:20:00",4,5,-15,-40,-15,20,21,21,1,0.1295215869311552,null,null,111,"G-15 - F(-40,-15) < 0",857,"F(-40,-15) > 0"]
[null,"11:20:00",4,6,-15,-45,-15,20,21,21,1,0.12835472578763127,null,null,110,"G-15 - F(-45,-15) < 0",857,"F(-45,-15) > 0"]
[null,"11:15:00",5,1,-20,-25,-20,20,21,21,1,0.12718786464410736,{"$f":"MAX(K33:K38)","v":1},{"$f":"MAX(K33:K38)/$Q$1","v":3.3333333333333333E-2},109,"G-20 - F(-25,-20) < 0",857,"F(-25,-20) > 0"]
[null,"11:15:00",5,2,-20,-30,-20,20,21,21,1,0.12602100350058343,null,null,108,"G-20 - F(-30,-20) < 0",857,"F(-30,-20) > 0"]
[null,"11:15:00",5,3,-20,-35,-20,20,21,21,1,0.12485414235705951,null,null,107,"G-20 - F(-35,-20) < 0",857,"F(-35,-20) > 0"]
[null,"11:15:00",5,4,-20,-40,-20,20,21,21,1,0.12368728121353559,null,null,106,"G-20 - F(-40,-20) < 0",857,"F(-40,-20) > 0"]
[null,"11:15:00",5,5,-20,-45,-20,20,21,21,1,0.12252042007001167,null,null,105,"G-20 - F(-45,-20) < 0",857,"F(-45,-20) > 0"]
[null,"11:15:00",5,6,-20,-50,-20,20,21,21,1,0.12135355892648775,null,null,104,"G-20 - F(-50,-20) < 0",857,"F(-50,-20) > 0"]
[null,"11:10:00",6,1,-25,-30,-25,20,21,21,1,0.12018669778296383,{"$f":"MAX(K39:K44)","v":19},{"$f":"MAX(K39:K44)/$Q$1","v":0.6333333333333333},103,"G-25 - F(-30,-25) < 0",857,"F(-30,-25) > 0"]
[null,"11:10:00",6,2,-25,-35,-25,20,21,21,1,0.11901983663943991,null,null,102,"G-25 - F(-35,-25) < 0",857,"F(-35,-25) > 0"]
[null,"11:10:00",6,3,-25,-40,-25,2,21,21,19,0.11785297549591599,null,null,101,"G-25 - F(-40,-25) < 0",857,"F(-40,-25) > 0"]
[null,"11:10:00",6,4,-25,-45,-25,20,21,21,1,0.11668611435239207,null,null,100,"G-25 - F(-45,-25) < 0",857,"F(-45,-25) > 0"]
[null,"11:10:00",6,5,-25,-50,-25,20,21,21,1,0.11551925320886815,null,null,99,"G-25 - F(-50,-25) < 0",857,"F(-50,-25) > 0"]
[null,"11:10:00",6,6,-25,-55,-25,20,21,21,1,0.11435239206534423,null,null,98,"G-25 - F(-55,-25) < 0",857,"F(-55,-25) > 0"]
[null,"11:05:00",7,1,-30,-35,-30,20,21,21,1,0.11318553092182031,{"$f":"MAX(K45:K50)","v":1},{"$f":"MAX(K45:K50)/$Q$1","v":3.3333333333333333E-2},97,"G-30 - F(-35,-30) < 0",857,"F(-35,-30) > 0"]
[null,"11:05:00",7,2,-30,-40,-30,20,21,21,1,0.11201866977829639,null,null,96,"G-30 - F(-40,-30) < 0",857,"F(-40,-30) > 0"]
[null,"11:05:00",7,3,-30,-45,-30,20,21,21,1,0.11085180863477247,null,null,95,"G-30 - F(-45,-30) < 0",857,"F(-45,-30) > 0"]
[null,"11:05:00",7,4,-30,-50,-30,20,21,21,1,0.10968494749124855,null,null,94,"G-30 - F(-50,-30) < 0",857,"F(-50,-30) > 0"]
[null,"11:05:00",7,5,-30,-55,-30,20,21,21,1,0.10851808634772463,null,null,93,"G-30 - F(-55,-30) < 0",857,"F(-55,-30) > 0"]
[null,"11:05:00",7,6,-30,-60,-30,20,21,21,1,0.10735122520420071,null,null,92,"G-30 - F(-60,-30) < 0",857,"F(-60,-30) > 0"]
[null,"11:00:00",8,1,-35,-40,-35,20,21,21,1,0.10618436406067679,{"$f":"MAX(K51:K56)","v":1},{"$f":"MAX(K51:K56)/$Q$1","v":3.3333333333333333E-2},91,"G-35 - F(-40,-35) < 0",857,"F(-40,-35) > 0"]
[null,"11:00:00",8,2,-35,-45,-35,20,21,21,1,0.10501750291715285,null,null,90,"G-35 - F(-45,-35) < 0",857,"F(-45,-35) > 0"]
[null,"11:00:00",8,3,-35,-50,-35,20,21,21,1,0.10385064177362893,null,null,89,"G-35 - F(-50,-35) < 0",857,"F(-50,-35) > 0"]
[null,"11:00:00",8,4,-35,-55,-35,20,21,21,1,0.10268378063010501,null,null,88,"G-35 - F(-55,-35) < 0",857,"F(-55,-35) > 0"]
[null,"11:00:00",8,5,-35,-60,-35,20,21,21,1,0.10151691948658109,null,null,87,"G-35 - F(-60,-35) < 0",857,"F(-60,-35) > 0"]
[null,"11:00:00",8,6,-35,-65,-35,20,21,21,1,0.10035005834305717,null,null,86,"G-35 - F(-65,-35) < 0",857,"F(-65,-35) > 0"]
[null,"10:55:00",9,1,-40,-45,-40,20,21,21,1,9.9183197199533252E-2,{"$f":"MAX(K57:K62)","v":1},{"$f":"MAX(K57:K62)/$Q$1","v":3.3333333333333333E-2},85,"G-40 - F(-45,-40) < 0",857,"F(-45,-40) > 0"]
[null,"10:55:00",9,2,-40,-50,-40,20,21,21,1,9.8016336056009332E-2,null,null,84,"G-40 - F(-50,-40) < 0",857,"F(-50,-40) > 0"]
[null,"10:55:00",9,3,-40,-55,-40,20,21,21,1,9.6849474912485412E-2,null,null,83,"G-40 - F(-55,-40) < 0",857,"F(-55,-40) > 0"]
[null,"10:55:00",9,4,-40,-60,-40,20,21,21,1,9.5682613768961491E-2,null,null,82,"G-40 - F(-60,-40) < 0",857,"F(-60,-40) > 0"]
[null,"10:55:00",9,5,-40,-65,-40,20,21,21,1,9.4515752625437571E-2,null,null,81,"G-40 - F(-65,-40) < 0",857,"F(-65,-40) > 0"]
[null,"10:55:00",9,6,-40,-70,-40,20,21,21,1,9.3348891481913651E-2,null,null,80,"G-40 - F(-70,-40) < 0",857,"F(-70,-40) > 0"]
[null,"10:50:00",10,1,-45,-50,-45,20,21,21,1,9.2182030338389731E-2,{"$f":"MAX(K63:K68)","v":1},{"$f":"MAX(K63:K68)/$Q$1","v":3.3333333333333333E-2},79,"G-45 - F(-50,-45) < 0",857,"F(-50,-45) > 0"]
[null,"10:50:00",10,2,-45,-55,-45,20,21,21,1,9.1015169194865811E-2,null,null,78,"G-45 - F(-55,-45) < 0",857,"F(-55,-45) > 0"]
[null,"10:50:00",10,3,-45,-60,-45,20,21,21,1,8.9848308051341891E-2,null,null,77,"G-45 - F(-60,-45) < 0",857,"F(-60,-45) > 0"]
[null,"10:50:00",10,4,-45,-65,-45,20,21,21,1,8.8681446907817971E-2,null,null,76,"G-45 - F(-65,-45) < 0",857,"F(-65,-45) > 0"]
[null,"10:50:00",10,5,-45,-70,-45,20,21,21,1,8.7514585764294051E-2,null,null,75,"G-45 - F(-70,-45) < 0",857,"F(-70,-45) > 0"]
[null,"10:50:00",10,6,-45,-75,-45,20,21,21,1,8.634772462077013E-2,null,null,74,"G-45 - F(-75,-45) < 0",857,"F(-75,-45) > 0"]
[null,"10:45:00",11,1,-50,-55,-50,20,21,21,1,8.518086347724621E-2,{"$f":"MAX(K69:K74)","v":1},{"$f":"MAX(K69:K74)/$Q$1","v":3.3333333333333333E-2},73,"G-50 - F(-55,-50) < 0",857,"F(-55,-50) > 0"]
[null,"10:45:00",11,2,-50,-60,-50,20,21,21,1,8.401400233372229E-2,null,null,72,"G-50 - F(-60,-50) < 0",857,"F(-60,-50) > 0"]
[null,"10:45:00",11,3,-50,-65,-50,20,21,21,1,8.284714119019837E-2,null,null,71,"G-50 - F(-65,-50) < 0",857,"F(-65,-50) > 0"]
[null,"10:45:00",11,4,-50,-70,-50,20,21,21,1,8.168028004667445E-2,null,null,70,"G-50 - F(-70,-50) < 0",857,"F(-70,-50) > 0"]
[null,"10:45:00",11,5,-50,-75,-50,20,21,21,1,{"$f":"O73/Q73","v":8.051341890315053E-2},null,null,69,"G-50 - F(-75,-50) < 0",857,"F(-75,-50) > 0"]
[null,"10:45:00",11,6,-50,{"$f":"-(5*C74-5+5*D74)","v":-80},{"$f":"-(5*C74-5)","v":-50},20,21,{"$f":"I74-($J$1*I74)","v":21},{"$f":"IF((J74-H74) < 0, 0, J74-H74)","v":1},7.934655775962661E-2,null,null,68,"G-50 - F(-80,-50) < 0",{"$f":"$Q$6","v":857},"F(-80,-50) > 0"]
[null,"10:40:00",12,1,-55,-60,-55,20,21,21,1,7.817969661610269E-2,{"$f":"MAX(K75:K80)","v":1},{"$f":"MAX(K75:K80)/$Q$1","v":3.3333333333333333E-2},67,"G-55 - F(-60,-55) < 0",857,"F(-60,-55) > 0"]
[null,"10:40:00",12,2,-55,-65,-55,20,21,21,1,7.7012835472578769E-2,null,null,66,"G-55 - F(-65,-55) < 0",857,"F(-65,-55) > 0"]
[null,"10:40:00",12,3,-55,-70,-55,20,21,21,1,7.5845974329054849E-2,null,null,65,"G-55 - F(-70,-55) < 0",857,"F(-70,-55) > 0"]
[null,"10:40:00",12,4,-55,-75,-55,20,21,21,1,7.4679113185530915E-2,null,null,64,"G-55 - F(-75,-55) < 0",857,"F(-75,-55) > 0"]
[null,"10:40:00",12,5,-55,-80,-55,20,21,21,1,7.3512252042006995E-2,null,null,63,"G-55 - F(-80,-55) < 0",857,"F(-80,-55) > 0"]
[null,"10:40:00",12,6,-55,-85,-55,20,21,21,1,7.2345390898483075E-2,null,null,62,"G-55 - F(-85,-55) < 0",857,"F(-85,-55) > 0"]
[null,"10:35:00",13,1,-60,-65,-60,20,21,21,1,7.1178529754959155E-2,{"$f":"MAX(K81:K86)","v":1},{"$f":"MAX(K81:K86)/$Q$1","v":3.3333333333333333E-2},61,"G-60 - F(-65,-60) < 0",857,"F(-65,-60) > 0"]
[null,"10:35:00",13,2,-60,-70,-60,20,21,21,1,7.0011668611435235E-2,null,null,60,"G-60 - F(-70,-60) < 0",857,"F(-70,-60) > 0"]
[null,"10:35:00",13,3,-60,-75,-60,20,21,21,1,6.8844807467911315E-2,null,null,59,"G-60 - F(-75,-60) < 0",857,"F(-75,-60) > 0"]
[null,"10:35:00",13,4,-60,-80,-60,20,21,21,1,6.7677946324387395E-2,null,null,58,"G-60 - F(-80,-60) < 0",857,"F(-80,-60) > 0"]
[null,"10:35:00",13,5,-60,-85,-60,20,21,21,1,6.6511085180863475E-2,null,null,{"$f":"IF((H85-J85)<0, O86+1, O86)","v":57},"G-60 - F(-85,-60) < 0",857,"F(-85,-60) > 0"]
[null,"10:35:00",13,6,-60,-90,-60,20,21,21,1,6.5344224037339554E-2,null,null,56,"G-60 - F(-90,-60) < 0",857,"F(-90,-60) > 0"]
[null,"10:30:00",14,1,-65,-70,-65,20,21,21,1,6.4177362893815634E-2,{"$f":"MAX(K87:K92)","v":1},{"$f":"MAX(K87:K92)/$Q$1","v":3.3333333333333333E-2},55,"G-65 - F(-70,-65) < 0",857,"F(-70,-65) > 0"]
[null,"10:30:00",14,2,-65,-75,-65,20,21,21,1,6.3010501750291714E-2,null,null,54,"G-65 - F(-75,-65) < 0",857,"F(-75,-65) > 0"]
[null,"10:30:00",14,3,-65,-80,-65,20,21,21,1,6.1843640606767794E-2,null,null,53,"G-65 - F(-80,-65) < 0",857,"F(-80,-65) > 0"]
[null,"10:30:00",14,4,-65,-85,-65,20,21,21,1,6.0676779463243874E-2,null,null,52,"G-65 - F(-85,-65) < 0",857,"F(-85,-65) > 0"]
[null,"10:30:00",14,5,-65,-90,-65,20,21,21,1,5.9509918319719954E-2,null,null,51,"G-65 - F(-90,-65) < 0",857,"F(-90,-65) > 0"]
[null,"10:30:00",14,6,-65,-95,-65,20,21,21,1,5.8343057176196034E-2,null,null,50,"G-65 - F(-95,-65) < 0",857,"F(-95,-65) > 0"]
[null,"10:25:00",15,1,-70,-75,-70,20,21,21,1,5.7176196032672114E-2,{"$f":"MAX(K93:K98)","v":1},{"$f":"MAX(K93:K98)/$Q$1","v":3.3333333333333333E-2},49,"G-70 - F(-75,-70) < 0",857,"F(-75,-70) > 0"]
[null,"10:25:00",15,2,-70,-80,-70,20,21,21,1,5.6009334889148193E-2,null,null,48,"G-70 - F(-80,-70) < 0",857,"F(-80,-70) > 0"]
[null,"10:25:00",15,3,-70,-85,-70,20,21,21,1,5.4842473745624273E-2,null,null,47,"G-70 - F(-85,-70) < 0",857,"F(-85,-70) > 0"]
[null,"10:25:00",15,4,-70,-90,-70,20,21,21,1,5.3675612602100353E-2,null,null,46,"G-70 - F(-90,-70) < 0",857,"F(-90,-70) > 0"]
[null,"10:25:00",15,5,-70,-95,-70,20,21,21,1,5.2508751458576426E-2,null,null,45,"G-70 - F(-95,-70) < 0",857,"F(-95,-70) > 0"]
[null,"10:25:00",15,6,-70,-100,-70,20,21,21,1,5.1341890315052506E-2,null,null,44,"G-70 - F(-100,-70) < 0",857,"F(-100,-70) > 0"]
[null,"10:20:00",16,1,-75,-80,-75,20,21,21,1,5.0175029171528586E-2,{"$f":"MAX(K99:K104)","v":1},{"$f":"MAX(K99:K104)/$Q$1","v":3.3333333333333333E-2},43,"G-75 - F(-80,-75) < 0",857,"F(-80,-75) > 0"]
[null,"10:20:00",16,2,-75,-85,-75,20,21,21,1,4.9008168028004666E-2,null,null,42,"G-75 - F(-85,-75) < 0",857,"F(-85,-75) > 0"]
[null,"10:20:00",16,3,-75,-90,-75,20,21,21,1,4.7841306884480746E-2,null,null,41,"G-75 - F(-90,-75) < 0",857,"F(-90,-75) > 0"]
[null,"10:20:00",16,4,-75,-95,-75,20,21,21,1,4.6674445740956826E-2,null,null,40,"G-75 - F(-95,-75) < 0",857,"F(-95,-75) > 0"]
[null,"10:20:00",16,5,-75,-100,-75,20,21,21,1,4.5507584597432905E-2,null,null,39,"G-75 - F(-100,-75) < 0",857,"F(-100,-75) > 0"]
[null,"10:20:00",16,6,-75,-105,-75,20,21,21,1,4.4340723453908985E-2,null,null,38,"G-75 - F(-105,-75) < 0",857,"F(-105,-75) > 0"]
[null,"10:15:00",17,1,-80,-85,-80,20,21,21,1,4.3173862310385065E-2,{"$f":"MAX(K105:K110)","v":1},{"$f":"MAX(K105:K110)/$Q$1","v":3.3333333333333333E-2},37,"G-80 - F(-85,-80) < 0",857,"F(-85,-80) > 0"]
[null,"10:15:00",17,2,-80,-90,-80,20,21,21,1,4.2007001166861145E-2,null,null,36,"G-80 - F(-90,-80) < 0",857,"F(-90,-80) > 0"]
[null,"10:15:00",17,3,-80,-95,-80,20,21,21,1,4.0840140023337225E-2,null,null,35,"G-80 - F(-95,-80) < 0",857,"F(-95,-80) > 0"]
[null,"10:15:00",17,4,-80,-100,-80,20,21,21,1,3.9673278879813305E-2,null,null,34,"G-80 - F(-100,-80) < 0",857,"F(-100,-80) > 0"]
[null,"10:15:00",17,5,-80,-105,-80,20,21,21,1,3.8506417736289385E-2,null,null,33,"G-80 - F(-105,-80) < 0",857,"F(-105,-80) > 0"]
[null,"10:15:00",17,6,-80,-110,-80,20,21,21,1,3.7339556592765458E-2,null,null,32,"G-80 - F(-110,-80) < 0",857,"F(-110,-80) > 0"]
[null,"10:10:00",18,1,-85,-90,-85,20,21,21,1,3.6172695449241538E-2,{"$f":"MAX(K111:K116)","v":1},{"$f":"MAX(K111:K116)/$Q$1","v":3.3333333333333333E-2},31,"G-85 - F(-90,-85) < 0",857,"F(-90,-85) > 0"]
[null,"10:10:00",18,2,-85,-95,-85,20,21,21,1,3.5005834305717617E-2,null,null,30,"G-85 - F(-95,-85) < 0",857,"F(-95,-85) > 0"]
[null,"10:10:00",18,3,-85,-100,-85,20,21,21,1,3.3838973162193697E-2,null,null,29,"G-85 - F(-100,-85) < 0",857,"F(-100,-85) > 0"]
[null,"10:10:00",18,4,-85,-105,-85,20,21,21,1,3.2672112018669777E-2,null,null,28,"G-85 - F(-105,-85) < 0",857,"F(-105,-85) > 0"]
[null,"10:10:00",18,5,-85,-110,-85,20,21,21,1,3.1505250875145857E-2,null,null,27,"G-85 - F(-110,-85) < 0",857,"F(-110,-85) > 0"]
[null,"10:10:00",18,6,-85,-115,-85,20,21,21,1,3.0338389731621937E-2,null,null,26,"G-85 - F(-115,-85) < 0",857,"F(-115,-85) > 0"]
[null,"10:05:00",19,1,-90,-95,-90,20,21,21,1,2.9171528588098017E-2,{"$f":"MAX(K117:K122)","v":1},{"$f":"MAX(K117:K122)/$Q$1","v":3.3333333333333333E-2},25,"G-90 - F(-95,-90) < 0",857,"F(-95,-90) > 0"]
[null,"10:05:00",19,2,-90,-100,-90,20,21,21,1,2.8004667444574097E-2,null,null,24,"G-90 - F(-100,-90) < 0",857,"F(-100,-90) > 0"]
[null,"10:05:00",19,3,-90,-105,-90,20,21,21,1,2.6837806301050177E-2,null,null,23,"G-90 - F(-105,-90) < 0",857,"F(-105,-90) > 0"]
[null,"10:05:00",19,4,-90,-110,-90,20,21,21,1,2.5670945157526253E-2,null,null,22,"G-90 - F(-110,-90) < 0",857,"F(-110,-90) > 0"]
[null,"10:05:00",19,5,-90,-115,-90,20,21,21,1,2.4504084014002333E-2,null,null,21,"G-90 - F(-115,-90) < 0",857,"F(-115,-90) > 0"]
[null,"10:05:00",19,6,-90,-120,-90,20,21,21,1,2.3337222870478413E-2,null,null,20,"G-90 - F(-120,-90) < 0",857,"F(-120,-90) > 0"]
[null,"10:00:00",20,1,-95,-100,-95,20,21,21,1,2.2170361726954493E-2,{"$f":"MAX(K123:K128)","v":1},{"$f":"MAX(K123:K128)/$Q$1","v":3.3333333333333333E-2},19,"G-95 - F(-100,-95) < 0",857,"F(-100,-95) > 0"]
[null,"10:00:00",20,2,-95,-105,-95,20,21,21,1,2.1003500583430573E-2,null,null,18,"G-95 - F(-105,-95) < 0",857,"F(-105,-95) > 0"]
[null,"10:00:00",20,3,-95,-110,-95,20,21,21,1,1.9836639439906652E-2,null,null,17,"G-95 - F(-110,-95) < 0",857,"F(-110,-95) > 0"]
[null,"10:00:00",20,4,-95,-115,-95,20,21,21,1,1.8669778296382729E-2,null,null,16,"G-95 - F(-115,-95) < 0",857,"F(-115,-95) > 0"]
[null,"10:00:00",20,5,-95,-120,-95,20,21,21,1,1.7502917152858809E-2,null,null,15,"G-95 - F(-120,-95) < 0",857,"F(-120,-95) > 0"]
[null,"10:00:00",20,6,-95,-125,-95,20,21,21,1,1.6336056009334889E-2,null,null,14,"G-95 - F(-125,-95) < 0",857,"F(-125,-95) > 0"]
[null,"09:55:00",21,1,-100,-105,-100,20,21,21,1,1.5169194865810968E-2,{"$f":"MAX(K129:K134)","v":1},{"$f":"MAX(K129:K134)/$Q$1","v":3.3333333333333333E-2},13,"G-100 - F(-105,-100) < 0",857,"F(-105,-100) > 0"]
[null,"09:55:00",21,2,-100,-110,-100,20,21,21,1,1.4002333722287048E-2,null,null,12,"G-100 - F(-110,-100) < 0",857,"F(-110,-100) > 0"]
[null,"09:55:00",21,3,-100,-115,-100,20,21,21,1,1.2835472578763127E-2,null,null,11,"G-100 - F(-115,-100) < 0",857,"F(-115,-100) > 0"]
[null,"09:55:00",21,4,-100,-120,-100,20,21,21,1,1.1668611435239206E-2,null,null,10,"G-100 - F(-120,-100) < 0",857,"F(-120,-100) > 0"]
[null,"09:55:00",21,5,-100,-125,-100,20,21,21,1,1.0501750291715286E-2,null,null,9,"G-100 - F(-125,-100) < 0",857,"F(-125,-100) > 0"]
[null,"09:55:00",21,6,-100,-130,-100,20,21,21,1,9.3348891481913644E-3,null,null,8,"G-100 - F(-130,-100) < 0",857,"F(-130,-100) > 0"]
[null,"09:50:00",22,1,-105,-110,-105,20,21,21,1,8.1680280046674443E-3,{"$f":"MAX(K135:K140)","v":1},{"$f":"MAX(K135:K140)/$Q$1","v":3.3333333333333333E-2},7,"G-105 - F(-110,-105) < 0",857,"F(-110,-105) > 0"]
[null,"09:50:00",22,2,-105,-115,-105,20,21,21,1,7.0011668611435242E-3,null,null,6,"G-105 - F(-115,-105) < 0",857,"F(-115,-105) > 0"]
[null,"09:50:00",22,3,-105,-120,-105,20,21,21,1,{"$f":"O137/Q137","v":5.8343057176196032E-3},null,null,5,"G-105 - F(-120,-105) < 0",857,"F(-120,-105) > 0"]
[null,"09:50:00",22,4,-105,{"$f":"-(5*C138-5+5*D138)","v":-125},{"$f":"-(5*C138-5)","v":-105},20,21,{"$f":"I138-($J$1*I138)","v":21},{"$f":"IF((J138-H138) < 0, 0, J138-H138)","v":1},4.6674445740956822E-3,null,null,4,"G-105 - F(-125,-105) < 0",{"$f":"$Q$6","v":857},"F(-125,-105) > 0"]
[null,"09:50:00",22,5,-105,-130,-105,20,10,10,0,3.5005834305717621E-3,null,null,3,"G-105 - F(-130,-105) < 0",857,"F(-130,-105) > 0"]
[null,"09:50:00",22,6,-105,-135,-105,20,10,10,0,3.5005834305717621E-3,null,null,3,"G-105 - F(-135,-105) < 0",857,"F(-135,-105) > 0"]
[null,"09:45:00",23,1,-110,-115,-110,20,10,10,0,3.5005834305717621E-3,{"$f":"MAX(K141:K146)","v":0},{"$f":"MAX(K141:K146)/$Q$1","v":0},3,"G-110 - F(-115,-110) < 0",857,"F(-115,-110) > 0"]
[null,"09:45:00",23,2,-110,-120,-110,20,10,10,0,3.5005834305717621E-3,null,null,3,"G-110 - F(-120,-110) < 0",857,"F(-120,-110) > 0"]
[null,"09:45:00",23,3,-110,-125,-110,20,10,10,0,3.5005834305717621E-3,null,null,3,"G-110 - F(-125,-110) < 0",857,"F(-125,-110) > 0"]
[null,"09:45:00",23,4,-110,-130,-110,20,10,10,0,3.5005834305717621E-3,null,null,3,"G-110 - F(-130,-110) < 0",857,"F(-130,-110) > 0"]
[null,"09:45:00",23,5,-110,-135,-110,20,10,10,0,3.5005834305717621E-3,null,null,3,"G-110 - F(-135,-110) < 0",857,"F(-135,-110) > 0"]
[null,"09:45:00",23,6,-110,-140,-110,20,10,10,0,3.5005834305717621E-3,null,null,3,"G-110 - F(-140,-110) < 0",857,"F(-140,-110) > 0"]
[null,"09:40:00",24,1,-115,-120,-115,20,10,10,0,3.5005834305717621E-3,{"$f":"MAX(K147:K152)","v":0},{"$f":"MAX(K147:K152)/$Q$1","v":0},3,"G-115 - F(-120,-115) < 0",857,"F(-120,-115) > 0"]
[null,"09:40:00",24,2,-115,-125,-115,20,10,10,0,3.5005834305717621E-3,null,null,3,"G-115 - F(-125,-115) < 0",857,"F(-125,-115) > 0"]
[null,"09:40:00",24,3,-115,-130,-115,20,10,10,0,3.5005834305717621E-3,null,null,{"$f":"IF((H149-J149)<0, O150+1, O150)","v":3},"G-115 - F(-130,-115) < 0",857,"F(-130,-115) > 0"]
[null,"09:40:00",24,4,-115,-135,-115,20,10,10,0,3.5005834305717621E-3,null,null,3,"G-115 - F(-135,-115) < 0",857,"F(-135,-115) > 0"]
[null,"09:40:00",24,5,-115,-140,-115,20,10,10,0,3.5005834305717621E-3,null,null,3,"G-115 - F(-140,-115) < 0",857,"F(-140,-115) > 0"]
[null,"09:40:00",24,6,-115,-145,-115,20,10,10,0,3.5005834305717621E-3,null,null,3,"G-115 - F(-145,-115) < 0",857,"F(-145,-115) > 0"]
[null,"09:35:00",25,1,-120,-125,-120,20,10,10,0,3.5005834305717621E-3,{"$f":"MAX(K153:K158)","v":0},{"$f":"MAX(K153:K158)/$Q$1","v":0},3,"G-120 - F(-125,-120) < 0",857,"F(-125,-120) > 0"]
[null,"09:35:00",25,2,-120,-130,-120,20,10,10,0,3.5005834305717621E-3,null,null,3,"G-120 - F(-130,-120) < 0",857,"F(-130,-120) > 0"]
[null,"09:35:00",25,3,-120,-135,-120,20,10,10,0,3.5005834305717621E-3,null,null,3,"G-120 - F(-135,-120) < 0",857,"F(-135,-120) > 0"]
[null,"09:35:00",25,4,-120,-140,-120,20,10,10,0,3.5005834305717621E-3,null,null,3,"G-120 - F(-140,-120) < 0",857,"F(-140,-120) > 0"]
[null,"09:35:00",25,5,-120,-145,-120,20,10,10,0,3.5005834305717621E-3,null,null,3,"G-120 - F(-145,-120) < 0",857,"F(-145,-120) > 0"]
[null,"09:35:00",25,6,-120,-150,-120,20,10,10,0,3.5005834305717621E-3,null,null,3,"G-120 - F(-150,-120) < 0",857,"F(-150,-120) > 0"]
[null,"09:30:00",26,1,-125,-130,-125,20,10,10,0,3.5005834305717621E-3,{"$f":"MAX(K159:K164)","v":0},{"$f":"MAX(K159:K164)/$Q$1","v":0},3,"G-125 - F(-130,-125) < 0",857,"F(-130,-125) > 0"]
[null,"09:30:00",26,2,-125,-135,-125,20,10,10,0,3.5005834305717621E-3,null,null,3,"G-125 - F(-135,-125) < 0",857,"F(-135,-125) > 0"]
[null,"09:30:00",26,3,-125,-140,-125,20,10,10,0,3.5005834305717621E-3,null,null,3,"G-125 - F(-140,-125) < 0",857,"F(-140,-125) > 0"]
[null,"09:30:00",26,4,-125,-145,-125,20,10,10,0,3.5005834305717621E-3,null,null,3,"G-125 - F(-145,-125) < 0",857,"F(-145,-125) > 0"]
[null,"09:30:00",26,5,-125,-150,-125,20,10,10,0,3.5005834305717621E-3,null,null,3,"G-125 - F(-150,-125) < 0",857,"F(-150,-125) > 0"]
[null,"09:30:00",26,6,-125,-155,-125,20,10,10,0,3.5005834305717621E-3,null,null,3,"G-125 - F(-155,-125) < 0",857,"F(-155,-125) > 0"]
[null,"09:25:00",27,1,-130,-135,-130,20,10,10,0,3.5005834305717621E-3,{"$f":"MAX(K165:K170)","v":0},{"$f":"MAX(K165:K170)/$Q$1","v":0},3,"G-130 - F(-135,-130) < 0",857,"F(-135,-130) > 0"]
[null,"09:25:00",27,2,-130,-140,-130,20,10,10,0,3.5005834305717621E-3,null,null,3,"G-130 - F(-140,-130) < 0",857,"F(-140,-130) > 0"]
[null,"09:25:00",27,3,-130,-145,-130,20,10,10,0,3.5005834305717621E-3,null,null,3,"G-130 - F(-145,-130) < 0",857,"F(-145,-130) > 0"]
[null,"09:25:00",27,4,-130,-150,-130,20,10,10,0,3.5005834305717621E-3,null,null,3,"G-130 - F(-150,-130) < 0",857,"F(-150,-130) > 0"]
[null,"09:25:00",27,5,-130,-155,-130,20,10,10,0,3.5005834305717621E-3,null,null,3,"G-130 - F(-155,-130) < 0",857,"F(-155,-130) > 0"]
[null,"09:25:00",27,6,-130,-160,-130,20,10,10,0,3.5005834305717621E-3,null,null,3,"G-130 - F(-160,-130) < 0",857,"F(-160,-130) > 0"]
[null,"09:20:00",28,1,-135,-140,-135,20,10,10,0,3.5005834305717621E-3,{"$f":"MAX(K171:K176)","v":0},{"$f":"MAX(K171:K176)/$Q$1","v":0},3,"G-135 - F(-140,-135) < 0",857,"F(-140,-135) > 0"]
[null,"09:20:00",28,2,-135,-145,-135,20,10,10,0,3.5005834305717621E-3,null,null,3,"G-135 - F(-145,-135) < 0",857,"F(-145,-135) > 0"]
[null,"09:20:00",28,3,-135,-150,-135,20,10,10,0,3.5005834305717621E-3,null,null,3,"G-135 - F(-150,-135) < 0",857,"F(-150,-135) > 0"]
[null,"09:20:00",28,4,-135,-155,-135,20,10,10,0,3.5005834305717621E-3,null,null,3,"G-135 - F(-155,-135) < 0",857,"F(-155,-135) > 0"]
[null,"09:20:00",28,5,-135,-160,-135,20,10,10,0,3.5005834305717621E-3,null,null,3,"G-135 - F(-160,-135) < 0",857,"F(-160,-135) > 0"]
[null,"09:20:00",28,6,-135,-165,-135,20,10,10,0,3.5005834305717621E-3,null,null,3,"G-135 - F(-165,-135) < 0",857,"F(-165,-135) > 0"]
[null,"09:15:00",29,1,-140,-145,-140,20,10,10,0,3.5005834305717621E-3,{"$f":"MAX(K177:K182)","v":8},{"$f":"MAX(K177:K182)/$Q$1","v":0.26666666666666666},3,"G-140 - F(-145,-140) < 0",857,"F(-145,-140) > 0"]
[null,"09:15:00",29,2,-140,-150,-140,20,10,10,0,3.5005834305717621E-3,null,null,3,"G-140 - F(-150,-140) < 0",857,"F(-150,-140) > 0"]
[null,"09:15:00",29,3,-140,-155,-140,2,10,10,8,3.5005834305717621E-3,null,null,3,"G-140 - F(-155,-140) < 0",857,"F(-155,-140) > 0"]
[null,"09:15:00",29,4,-140,-160,-140,20,10,10,0,2.3337222870478411E-3,null,null,2,"G-140 - F(-160,-140) < 0",857,"F(-160,-140) > 0"]
[null,"09:15:00",29,5,-140,-165,-140,20,10,10,0,2.3337222870478411E-3,null,null,2,"G-140 - F(-165,-140) < 0",857,"F(-165,-140) > 0"]
[null,"09:15:00",29,6,-140,-170,-140,20,10,10,0,2.3337222870478411E-3,null,null,2,"G-140 - F(-170,-140) < 0",857,"F(-170,-140) > 0"]
[null,"09:10:00",30,1,-145,-150,-145,20,10,10,0,2.3337222870478411E-3,{"$f":"MAX(K183:K188)","v":0},{"$f":"MAX(K183:K188)/$Q$1","v":0},2,"G-145 - F(-150,-145) < 0",857,"F(-150,-145) > 0"]
[null,"09:10:00",30,2,-145,-155,-145,20,10,10,0,2.3337222870478411E-3,null,null,2,"G-145 - F(-155,-145) < 0",857,"F(-155,-145) > 0"]
[null,"09:10:00",30,3,-145,-160,-145,20,10,10,0,2.3337222870478411E-3,null,null,2,"G-145 - F(-160,-145) < 0",857,"F(-160,-145) > 0"]
[null,"09:10:00",30,4,-145,-165,-145,20,10,10,0,2.3337222870478411E-3,null,null,2,"G-145 - F(-165,-145) < 0",857,"F(-165,-145) > 0"]
[null,"09:10:00",30,5,-145,-170,-145,20,10,10,0,2.3337222870478411E-3,null,null,2,"G-145 - F(-170,-145) < 0",857,"F(-170,-145) > 0"]
[null,"09:10:00",30,6,-145,-175,-145,20,10,10,0,2.3337222870478411E-3,null,null,2,"G-145 - F(-175,-145) < 0",857,"F(-175,-145) > 0"]
[null,"09:05:00",31,1,-150,-155,-150,20,10,10,0,2.3337222870478411E-3,{"$f":"MAX(K189:K194)","v":0},{"$f":"MAX(K189:K194)/$Q$1","v":0},2,"G-150 - F(-155,-150) < 0",857,"F(-155,-150) > 0"]
[null,"09:05:00",31,2,-150,-160,-150,20,10,10,0,2.3337222870478411E-3,null,null,2,"G-150 - F(-160,-150) < 0",857,"F(-160,-150) > 0"]
[null,"09:05:00",31,3,-150,-165,-150,20,10,10,0,2.3337222870478411E-3,null,null,2,"G-150 - F(-165,-150) < 0",857,"F(-165,-150) > 0"]
[null,"09:05:00",31,4,-150,-170,-150,20,10,10,0,2.3337222870478411E-3,null,null,2,"G-150 - F(-170,-150) < 0",857,"F(-170,-150) > 0"]
[null,"09:05:00",31,5,-150,-175,-150,20,10,10,0,2.3337222870478411E-3,null,null,2,"G-150 - F(-175,-150) < 0",857,"F(-175,-150) > 0"]
[null,"09:05:00",31,6,-150,-180,-150,20,10,10,0,2.3337222870478411E-3,null,null,2,"G-150 - F(-180,-150) < 0",857,"F(-180,-150) > 0"]
[null,"09:00:00",32,1,-155,-160,-155,20,10,10,0,2.3337222870478411E-3,{"$f":"MAX(K195:K200)","v":0},{"$f":"MAX(K195:K200)/$Q$1","v":0},2,"G-155 - F(-160,-155) < 0",857,"F(-160,-155) > 0"]
[null,"09:00:00",32,2,-155,-165,-155,20,10,10,0,2.3337222870478411E-3,null,null,2,"G-155 - F(-165,-155) < 0",857,"F(-165,-155) > 0"]
[null,"09:00:00",32,3,-155,-170,-155,20,10,10,0,2.3337222870478411E-3,null,null,2,"G-155 - F(-170,-155) < 0",857,"F(-170,-155) > 0"]
[null,"09:00:00",32,4,-155,-175,-155,20,10,10,0,2.3337222870478411E-3,null,null,2,"G-155 - F(-175,-155) < 0",857,"F(-175,-155) > 0"]
[null,"09:00:00",32,5,-155,-180,-155,20,10,10,0,2.3337222870478411E-3,null,null,2,"G-155 - F(-180,-155) < 0",857,"F(-180,-155) > 0"]
[null,"09:00:00",32,6,-155,-185,-155,20,10,10,0,2.3337222870478411E-3,null,null,2,"G-155 - F(-185,-155) < 0",857,"F(-185,-155) > 0"]
[null,"08:55:00",33,1,-160,-165,-160,20,10,10,0,{"$f":"O201/Q201","v":2.3337222870478411E-3},{"$f":"MAX(K201:K206)","v":0},{"$f":"MAX(K201:K206)/$Q$1","v":0},2,"G-160 - F(-165,-160) < 0",857,"F(-165,-160) > 0"]
[null,"08:55:00",33,2,-160,{"$f":"-(5*C202-5+5*D202)","v":-170},{"$f":"-(5*C202-5)","v":-160},20,10,{"$f":"I202-($J$1*I202)","v":10},{"$f":"IF((J202-H202) < 0, 0, J202-H202)","v":0},2.3337222870478411E-3,null,null,2,"G-160 - F(-170,-160) < 0",{"$f":"$Q$6","v":857},"F(-170,-160) > 0"]
[null,"08:55:00",33,3,-160,-175,-160,20,10,10,0,2.3337222870478411E-3,null,null,2,"G-160 - F(-175,-160) < 0",857,"F(-175,-160) > 0"]
[null,"08:55:00",33,4,-160,-180,-160,20,10,10,0,2.3337222870478411E-3,null,null,2,"G-160 - F(-180,-160) < 0",857,"F(-180,-160) > 0"]
[null,"08:55:00",33,5,-160,-185,-160,20,10,10,0,2.3337222870478411E-3,null,null,2,"G-160 - F(-185,-160) < 0",857,"F(-185,-160) > 0"]
[null,"08:55:00",33,6,-160,-190,-160,20,10,10,0,2.3337222870478411E-3,null,null,2,"G-160 - F(-190,-160) < 0",857,"F(-190,-160) > 0"]
[null,"08:50:00",34,1,-165,-170,-165,20,10,10,0,2.3337222870478411E-3,{"$f":"MAX(K207:K212)","v":0},{"$f":"MAX(K207:K212)/$Q$1","v":0},2,"G-165 - F(-170,-165) < 0",857,"F(-170,-165) > 0"]
[null,"08:50:00",34,2,-165,-175,-165,20,10,10,0,2.3337222870478411E-3,null,null,2,"G-165 - F(-175,-165) < 0",857,"F(-175,-165) > 0"]
[null,"08:50:00",34,3,-165,-180,-165,20,10,10,0,2.3337222870478411E-3,null,null,2,"G-165 - F(-180,-165) < 0",857,"F(-180,-165) > 0"]
[null,"08:50:00",34,4,-165,-185,-165,20,10,10,0,2.3337222870478411E-3,null,null,2,"G-165 - F(-185,-165) < 0",857,"F(-185,-165) > 0"]
[null,"08:50:00",34,5,-165,-190,-165,20,10,10,0,2.3337222870478411E-3,null,null,2,"G-165 - F(-190,-165) < 0",857,"F(-190,-165) > 0"]
[null,"08:50:00",34,6,-165,-195,-165,20,10,10,0,2.3337222870478411E-3,null,null,2,"G-165 - F(-195,-165) < 0",857,"F(-195,-165) > 0"]
[null,"08:45:00",35,1,-170,-175,-170,20,10,10,0,2.3337222870478411E-3,{"$f":"MAX(K213:K218)","v":0},{"$f":"MAX(K213:K218)/$Q$1","v":0},{"$f":"IF((H213-J213)<0, O214+1, O214)","v":2},"G-170 - F(-175,-170) < 0",857,"F(-175,-170) > 0"]
[null,"08:45:00",35,2,-170,-180,-170,20,10,10,0,2.3337222870478411E-3,null,null,2,"G-170 - F(-180,-170) < 0",857,"F(-180,-170) > 0"]
[null,"08:45:00",35,3,-170,-185,-170,20,10,10,0,2.3337222870478411E-3,null,null,2,"G-170 - F(-185,-170) < 0",857,"F(-185,-170) > 0"]
[null,"08:45:00",35,4,-170,-190,-170,20,10,10,0,2.3337222870478411E-3,null,null,2,"G-170 - F(-190,-170) < 0",857,"F(-190,-170) > 0"]
[null,"08:45:00",35,5,-170,-195,-170,20,10,10,0,2.3337222870478411E-3,null,null,2,"G-170 - F(-195,-170) < 0",857,"F(-195,-170) > 0"]
[null,"08:45:00",35,6,-170,-200,-170,20,10,10,0,2.3337222870478411E-3,null,null,2,"G-170 - F(-200,-170) < 0",857,"F(-200,-170) > 0"]
[null,"08:40:00",36,1,-175,-180,-175,20,10,10,0,2.3337222870478411E-3,{"$f":"MAX(K219:K224)","v":0},{"$f":"MAX(K219:K224)/$Q$1","v":0},2,"G-175 - F(-180,-175) < 0",857,"F(-180,-175) > 0"]
[null,"08:40:00",36,2,-175,-185,-175,20,10,10,0,2.3337222870478411E-3,null,null,2,"G-175 - F(-185,-175) < 0",857,"F(-185,-175) > 0"]
[null,"08:40:00",36,3,-175,-190,-175,20,10,10,0,2.3337222870478411E-3,null,null,2,"G-175 - F(-190,-175) < 0",857,"F(-190,-175) > 0"]
[null,"08:40:00",36,4,-175,-195,-175,20,10,10,0,2.3337222870478411E-3,null,null,2,"G-175 - F(-195,-175) < 0",857,"F(-195,-175) > 0"]
[null,"08:40:00",36,5,-175,-200,-175,20,10,10,0,2.3337222870478411E-3,null,null,2,"G-175 - F(-200,-175) < 0",857,"F(-200,-175) > 0"]
[null,"08:40:00",36,6,-175,-205,-175,20,10,10,0,2.3337222870478411E-3,null,null,2,"G-175 - F(-205,-175) < 0",857,"F(-205,-175) > 0"]
[null,"08:35:00",37,1,-180,-185,-180,20,10,10,0,2.3337222870478411E-3,{"$f":"MAX(K225:K230)","v":8},{"$f":"MAX(K225:K230)/$Q$1","v":0.26666666666666666},2,"G-180 - F(-185,-180) < 0",857,"F(-185,-180) > 0"]
[null,"08:35:00",37,2,-180,-190,-180,20,10,10,0,2.3337222870478411E-3,null,null,2,"G-180 - F(-190,-180) < 0",857,"F(-190,-180) > 0"]
[null,"08:35:00",37,3,-180,-195,-180,2,10,10,8,2.3337222870478411E-3,null,null,2,"G-180 - F(-195,-180) < 0",857,"F(-195,-180) > 0"]
[null,"08:35:00",37,4,-180,-200,-180,20,10,10,0,1.1668611435239206E-3,null,null,1,"G-180 - F(-200,-180) < 0",857,"F(-200,-180) > 0"]
[null,"08:35:00",37,5,-180,-205,-180,20,10,10,0,1.1668611435239206E-3,null,null,1,"G-180 - F(-205,-180) < 0",857,"F(-205,-180) > 0"]
[null,"08:35:00",37,6,-180,-210,-180,2,10,10,8,1.1668611435239206E-3,null,null,1,"G-180 - F(-210,-180) < 0",857,"F(-210,-180) > 0"]
[null,"08:30:00",38,1,-185,-190,-185,20,10,10,0,0,{"$f":"MAX(K231:K236)","v":0},{"$f":"MAX(K231:K236)/$Q$1","v":0},0,"G-185 - F(-190,-185) < 0",857,"F(-190,-185) > 0"]
[null,"08:30:00",38,2,-185,-195,-185,20,10,10,0,0,null,null,0,"G-185 - F(-195,-185) < 0",857,"F(-195,-185) > 0"]
[null,"08:30:00",38,3,-185,-200,-185,20,10,10,0,0,null,null,0,"G-185 - F(-200,-185) < 0",857,"F(-200,-185) > 0"]
[null,"08:30:00",38,4,-185,-205,-185,20,10,10,0,0,null,null,0,"G-185 - F(-205,-185) < 0",857,"F(-205,-185) > 0"]
[null,"08:30:00",38,5,-185,-210,-185,20,10,10,0,0,null,null,0,"G-185 - F(-210,-185) < 0",857,"F(-210,-185) > 0"]
[null,"08:30:00",38,6,-185,-215,-185,20,10,10,0,0,null,null,0,"G-185 - F(-215,-185) < 0",857,"F(-215,-185) > 0"]
[null,"08:25:00",39,1,-190,-195,-190,20,10,10,0,0,{"$f":"MAX(K237:K242)","v":0},{"$f":"MAX(K237:K242)/$Q$1","v":0},0,"G-190 - F(-195,-190) < 0",857,"F(-195,-190) > 0"]
[null,"08:25:00",39,2,-190,-200,-190,20,10,10,0,0,null,null,0,"G-190 - F(-200,-190) < 0",857,"F(-200,-190) > 0"]
[null,"08:25:00",39,3,-190,-205,-190,20,10,10,0,0,null,null,0,"G-190 - F(-205,-190) < 0",857,"F(-205,-190) > 0"]
[null,"08:25:00",39,4,-190,-210,-190,20,10,10,0,0,null,null,0,"G-190 - F(-210,-190) < 0",857,"F(-210,-190) > 0"]
[null,"08:25:00",39,5,-190,-215,-190,20,10,10,0,0,null,null,0,"G-190 - F(-215,-190) < 0",857,"F(-215,-190) > 0"]
[null,"08:25:00",39,6,-190,-220,-190,20,10,10,0,0,null,null,0,"G-190 - F(-220,-190) < 0",857,"F(-220,-190) > 0"]
[null,"08:20:00",40,1,-195,-200,-195,20,10,10,0,0,{"$f":"MAX(K243:K248)","v":0},{"$f":"MAX(K243:K248)/$Q$1","v":0},0,"G-195 - F(-200,-195) < 0",857,"F(-200,-195) > 0"]
[null,"08:20:00",40,2,-195,-205,-195,20,10,10,0,0,null,null,0,"G-195 - F(-205,-195) < 0",857,"F(-205,-195) > 0"]
[null,"08:20:00",40,3,-195,-210,-195,20,10,10,0,0,null,null,0,"G-195 - F(-210,-195) < 0",857,"F(-210,-195) > 0"]
[null,"08:20:00",40,4,-195,-215,-195,20,10,10,0,0,null,null,0,"G-195 - F(-215,-195) < 0",857,"F(-215,-195) > 0"]
[null,"08:20:00",40,5,-195,-220,-195,20,10,10,0,0,null,null,0,"G-195 - F(-220,-195) < 0",857,"F(-220,-195) > 0"]
[null,"08:20:00",40,6,-195,-225,-195,20,10,10,0,0,null,null,0,"G-195 - F(-225,-195) < 0",857,"F(-225,-195) > 0"]
[null,"08:15:00",41,1,-200,-205,-200,20,10,10,0,0,{"$f":"MAX(K249:K254)","v":0},{"$f":"MAX(K249:K254)/$Q$1","v":0},0,"G-200 - F(-205,-200) < 0",857,"F(-205,-200) > 0"]
[null,"08:15:00",41,2,-200,-210,-200,20,10,10,0,0,null,null,0,"G-200 - F(-210,-200) < 0",857,"F(-210,-200) > 0"]
[null,"08:15:00",41,3,-200,-215,-200,20,10,10,0,0,null,null,0,"G-200 - F(-215,-200) < 0",857,"F(-215,-200) > 0"]
[null,"08:15:00",41,4,-200,-220,-200,20,10,10,0,0,null,null,0,"G-200 - F(-220,-200) < 0",857,"F(-220,-200) > 0"]
[null,"08:15:00",41,5,-200,-225,-200,20,10,10,0,0,null,null,0,"G-200 - F(-225,-200) < 0",857,"F(-225,-200) > 0"]
[null,"08:15:00",41,6,-200,-230,-200,20,10,10,0,0,null,null,0,"G-200 - F(-230,-200) < 0",857,"F(-230,-200) > 0"]
[null,"08:10:00",42,1,-205,-210,-205,20,10,10,0,0,{"$f":"MAX(K255:K260)","v":0},{"$f":"MAX(K255:K260)/$Q$1","v":0},0,"G-205 - F(-210,-205) < 0",857,"F(-210,-205) > 0"]
[null,"08:10:00",42,2,-205,-215,-205,20,10,10,0,0,null,null,0,"G-205 - F(-215,-205) < 0",857,"F(-215,-205) > 0"]
[null,"08:10:00",42,3,-205,-220,-205,20,10,10,0,0,null,null,0,"G-205 - F(-220,-205) < 0",857,"F(-220,-205) > 0"]
[null,"08:10:00",42,4,-205,-225,-205,20,10,10,0,0,null,null,0,"G-205 - F(-225,-205) < 0",857,"F(-225,-205) > 0"]
[null,"08:10:00",42,5,-205,-230,-205,20,10,10,0,0,null,null,0,"G-205 - F(-230,-205) < 0",857,"F(-230,-205) > 0"]
[null,"08:10:00",42,6,-205,-235,-205,20,10,10,0,0,null,null,0,"G-205 - F(-235,-205) < 0",857,"F(-235,-205) > 0"]
[null,"08:05:00",43,1,-210,-215,-210,20,10,10,0,0,{"$f":"MAX(K261:K266)","v":0},{"$f":"MAX(K261:K266)/$Q$1","v":0},0,"G-210 - F(-215,-210) < 0",857,"F(-215,-210) > 0"]
[null,"08:05:00",43,2,-210,-220,-210,20,10,10,0,0,null,null,0,"G-210 - F(-220,-210) < 0",857,"F(-220,-210) > 0"]
[null,"08:05:00",43,3,-210,-225,-210,20,10,10,0,0,null,null,0,"G-210 - F(-225,-210) < 0",857,"F(-225,-210) > 0"]
[null,"08:05:00",43,4,-210,-230,-210,20,10,10,0,0,null,null,0,"G-210 - F(-230,-210) < 0",857,"F(-230,-210) > 0"]
[null,"08:05:00",43,5,-210,-235,-210,20,10,10,0,{"$f":"O265/Q265","v":0},null,null,0,"G-210 - F(-235,-210) < 0",857,"F(-235,-210) > 0"]
[null,"08:05:00",43,6,-210,{"$f":"-(5*C266-5+5*D266)","v":-240},{"$f":"-(5*C266-5)","v":-210},20,10,{"$f":"I266-($J$1*I266)","v":10},{"$f":"IF((J266-H266) < 0, 0, J266-H266)","v":0},0,null,null,0,"G-210 - F(-240,-210) < 0",{"$f":"$Q$6","v":857},"F(-240,-210) > 0"]
[null,"08:00:00",44,1,-215,-220,-215,20,10,10,0,0,{"$f":"MAX(K267:K272)","v":0},{"$f":"MAX(K267:K272)/$Q$1","v":0},0,"G-215 - F(-220,-215) < 0",857,"F(-220,-215) > 0"]
[null,"08:00:00",44,2,-215,-225,-215,20,10,10,0,0,null,null,0,"G-215 - F(-225,-215) < 0",857,"F(-225,-215) > 0"]
[null,"08:00:00",44,3,-215,-230,-215,20,10,10,0,0,null,null,0,"G-215 - F(-230,-215) < 0",857,"F(-230,-215) > 0"]
[null,"08:00:00",44,4,-215,-235,-215,20,10,10,0,0,null,null,0,"G-215 - F(-235,-215) < 0",857,"F(-235,-215) > 0"]
[null,"08:00:00",44,5,-215,-240,-215,20,10,10,0,0,null,null,0,"G-215 - F(-240,-215) < 0",857,"F(-240,-215) > 0"]
[null,"08:00:00",44,6,-215,-245,-215,20,10,10,0,0,null,null,0,"G-215 - F(-245,-215) < 0",857,"F(-245,-215) > 0"]
[null,"07:55:00",45,1,-220,-225,-220,20,10,10,0,0,{"$f":"MAX(K273:K278)","v":0},{"$f":"MAX(K273:K278)/$Q$1","v":0},0,"G-220 - F(-225,-220) < 0",857,"F(-225,-220) > 0"]
[null,"07:55:00",45,2,-220,-230,-220,20,10,10,0,0,null,null,0,"G-220 - F(-230,-220) < 0",857,"F(-230,-220) > 0"]
[null,"07:55:00",45,3,-220,-235,-220,20,10,10,0,0,null,null,0,"G-220 - F(-235,-220) < 0",857,"F(-235,-220) > 0"]
[null,"07:55:00",45,4,-220,-240,-220,20,10,10,0,0,null,null,0,"G-220 - F(-240,-220) < 0",857,"F(-240,-220) > 0"]
[null,"07:55:00",45,5,-220,-245,-220,20,10,10,0,0,null,null,{"$f":"IF((H277-J277)<0, O278+1, O278)","v":0},"G-220 - F(-245,-220) < 0",857,"F(-245,-220) > 0"]
[null,"07:55:00",45,6,-220,-250,-220,20,10,10,0,0,null,null,0,"G-220 - F(-250,-220) < 0",857,"F(-250,-220) > 0"]
[null,"07:50:00",46,1,-225,-230,-225,20,10,10,0,0,{"$f":"MAX(K279:K284)","v":0},{"$f":"MAX(K279:K284)/$Q$1","v":0},0,"G-225 - F(-230,-225) < 0",857,"F(-230,-225) > 0"]
[null,"07:50:00",46,2,-225,-235,-225,20,10,10,0,0,null,null,0,"G-225 - F(-235,-225) < 0",857,"F(-235,-225) > 0"]
[null,"07:50:00",46,3,-225,-240,-225,20,10,10,0,0,null,null,0,"G-225 - F(-240,-225) < 0",857,"F(-240,-225) > 0"]
[null,"07:50:00",46,4,-225,-245,-225,20,10,10,0,0,null,null,0,"G-225 - F(-245,-225) < 0",857,"F(-245,-225) > 0"]
[null,"07:50:00",46,5,-225,-250,-225,20,10,10,0,0,null,null,0,"G-225 - F(-250,-225) < 0",857,"F(-250,-225) > 0"]
[null,"07:50:00",46,6,-225,-255,-225,20,10,10,0,0,null,null,0,"G-225 - F(-255,-225) < 0",857,"F(-255,-225) > 0"]
[null,"07:45:00",47,1,-230,-235,-230,20,10,10,0,0,{"$f":"MAX(K285:K290)","v":0},{"$f":"MAX(K285:K290)/$Q$1","v":0},0,"G-230 - F(-235,-230) < 0",857,"F(-235,-230) > 0"]
[null,"07:45:00",47,2,-230,-240,-230,20,10,10,0,0,null,null,0,"G-230 - F(-240,-230) < 0",857,"F(-240,-230) > 0"]
[null,"07:45:00",47,3,-230,-245,-230,20,10,10,0,0,null,null,0,"G-230 - F(-245,-230) < 0",857,"F(-245,-230) > 0"]
[null,"07:45:00",47,4,-230,-250,-230,20,10,10,0,0,null,null,0,"G-230 - F(-250,-230) < 0",857,"F(-250,-230) > 0"]
[null,"07:45:00",47,5,-230,-255,-230,20,10,10,0,0,null,null,0,"G-230 - F(-255,-230) < 0",857,"F(-255,-230) > 0"]
[null,"07:45:00",47,6,-230,-260,-230,20,10,10,0,0,null,null,0,"G-230 - F(-260,-230) < 0",857,"F(-260,-230) > 0"]
[null,"07:40:00",48,1,-235,-240,-235,20,10,10,0,0,{"$f":"MAX(K291:K296)","v":0},{"$f":"MAX(K291:K296)/$Q$1","v":0},0,"G-235 - F(-240,-235) < 0",857,"F(-240,-235) > 0"]
[null,"07:40:00",48,2,-235,-245,-235,20,10,10,0,0,null,null,0,"G-235 - F(-245,-235) < 0",857,"F(-245,-235) > 0"]
[null,"07:40:00",48,3,-235,-250,-235,20,10,10,0,0,null,null,0,"G-235 - F(-250,-235) < 0",857,"F(-250,-235) > 0"]
[null,"07:40:00",48,4,-235,-255,-235,20,10,10,0,0,null,null,0,"G-235 - F(-255,-235) < 0",857,"F(-255,-235) > 0"]
[null,"07:40:00",48,5,-235,-260,-235,20,10,10,0,0,null,null,0,"G-235 - F(-260,-235) < 0",857,"F(-260,-235) > 0"]
[null,"07:40:00",48,6,-235,-265,-235,20,10,10,0,0,null,null,0,"G-235 - F(-265,-235) < 0",857,"F(-265,-235) > 0"]
[null,"07:35:00",49,1,-240,-245,-240,20,10,10,0,0,{"$f":"MAX(K297:K302)","v":0},{"$f":"MAX(K297:K302)/$Q$1","v":0},0,"G-240 - F(-245,-240) < 0",857,"F(-245,-240) > 0"]
[null,"07:35:00",49,2,-240,-250,-240,20,10,10,0,0,null,null,0,"G-240 - F(-250,-240) < 0",857,"F(-250,-240) > 0"]
[null,"07:35:00",49,3,-240,-255,-240,20,10,10,0,0,null,null,0,"G-240 - F(-255,-240) < 0",857,"F(-255,-240) > 0"]
[null,"07:35:00",49,4,-240,-260,-240,20,10,10,0,0,null,null,0,"G-240 - F(-260,-240) < 0",857,"F(-260,-240) > 0"]
[null,"07:35:00",49,5,-240,-265,-240,20,10,10,0,0,null,null,0,"G-240 - F(-265,-240) < 0",857,"F(-265,-240) > 0"]
[null,"07:35:00",49,6,-240,-270,-240,20,10,10,0,0,null,null,0,"G-240 - F(-270,-240) < 0",857,"F(-270,-240) > 0"]
[null,"07:30:00",50,1,-245,-250,-245,20,10,10,0,0,{"$f":"MAX(K303:K308)","v":0},{"$f":"MAX(K303:K308)/$Q$1","v":0},0,"G-245 - F(-250,-245) < 0",857,"F(-250,-245) > 0"]
[null,"07:30:00",50,2,-245,-255,-245,20,10,10,0,0,null,null,0,"G-245 - F(-255,-245) < 0",857,"F(-255,-245) > 0"]
[null,"07:30:00",50,3,-245,-260,-245,20,10,10,0,0,null,null,0,"G-245 - F(-260,-245) < 0",857,"F(-260,-245) > 0"]
[null,"07:30:00",50,4,-245,-265,-245,20,10,10,0,0,null,null,0,"G-245 - F(-265,-245) < 0",857,"F(-265,-245) > 0"]
[null,"07:30:00",50,5,-245,-270,-245,20,10,10,0,0,null,null,0,"G-245 - F(-270,-245) < 0",857,"F(-270,-245) > 0"]
[null,"07:30:00",50,6,-245,-275,-245,20,10,10,0,0,null,null,0,"G-245 - F(-275,-245) < 0",857,"F(-275,-245) > 0"]
[null,"07:25:00",51,1,-250,-255,-250,20,10,10,0,0,{"$f":"MAX(K309:K314)","v":0},{"$f":"MAX(K309:K314)/$Q$1","v":0},0,"G-250 - F(-255,-250) < 0",857,"F(-255,-250) > 0"]
[null,"07:25:00",51,2,-250,-260,-250,20,10,10,0,0,null,null,0,"G-250 - F(-260,-250) < 0",857,"F(-260,-250) > 0"]
[null,"07:25:00",51,3,-250,-265,-250,20,10,10,0,0,null,null,0,"G-250 - F(-265,-250) < 0",857,"F(-265,-250) > 0"]
[null,"07:25:00",51,4,-250,-270,-250,20,10,10,0,0,null,null,0,"G-250 - F(-270,-250) < 0",857,"F(-270,-250) > 0"]
[null,"07:25:00",51,5,-250,-275,-250,20,10,10,0,0,null,null,0,"G-250 - F(-275,-250) < 0",857,"F(-275,-250) > 0"]
[null,"07:25:00",51,6,-250,-280,-250,20,10,10,0,0,null,null,0,"G-250 - F(-280,-250) < 0",857,"F(-280,-250) > 0"]
[null,"07:20:00",52,1,-255,-260,-255,20,10,10,0,0,{"$f":"MAX(K315:K320)","v":0},{"$f":"MAX(K315:K320)/$Q$1","v":0},0,"G-255 - F(-260,-255) < 0",857,"F(-260,-255) > 0"]
[null,"07:20:00",52,2,-255,-265,-255,20,10,10,0,0,null,null,0,"G-255 - F(-265,-255) < 0",857,"F(-265,-255) > 0"]
[null,"07:20:00",52,3,-255,-270,-255,20,10,10,0,0,null,null,0,"G-255 - F(-270,-255) < 0",857,"F(-270,-255) > 0"]
[null,"07:20:00",52,4,-255,-275,-255,20,10,10,0,0,null,null,0,"G-255 - F(-275,-255) < 0",857,"F(-275,-255) > 0"]
[null,"07:20:00",52,5,-255,-280,-255,20,10,10,0,0,null,null,0,"G-255 - F(-280,-255) < 0",857,"F(-280,-255) > 0"]
[null,"07:20:00",52,6,-255,-285,-255,20,10,10,0,0,null,null,0,"G-255 - F(-285,-255) < 0",857,"F(-285,-255) > 0"]
[null,"07:15:00",53,1,-260,-265,-260,20,10,10,0,0,{"$f":"MAX(K321:K326)","v":0},{"$f":"MAX(K321:K326)/$Q$1","v":0},0,"G-260 - F(-265,-260) < 0",857,"F(-265,-260) > 0"]
[null,"07:15:00",53,2,-260,-270,-260,20,10,10,0,0,null,null,0,"G-260 - F(-270,-260) < 0",857,"F(-270,-260) > 0"]
[null,"07:15:00",53,3,-260,-275,-260,20,10,10,0,0,null,null,0,"G-260 - F(-275,-260) < 0",857,"F(-275,-260) > 0"]
[null,"07:15:00",53,4,-260,-280,-260,20,10,10,0,0,null,null,0,"G-260 - F(-280,-260) < 0",857,"F(-280,-260) > 0"]
[null,"07:15:00",53,5,-260,-285,-260,20,10,10,0,0,null,null,0,"G-260 - F(-285,-260) < 0",857,"F(-285,-260) > 0"]
[null,"07:15:00",53,6,-260,-290,-260,20,10,10,0,0,null,null,0,"G-260 - F(-290,-260) < 0",857,"F(-290,-260) > 0"]
[null,"07:10:00",54,1,-265,-270,-265,20,10,10,0,0,{"$f":"MAX(K327:K332)","v":0},{"$f":"MAX(K327:K332)/$Q$1","v":0},0,"G-265 - F(-270,-265) < 0",857,"F(-270,-265) > 0"]
[null,"07:10:00",54,2,-265,-275,-265,20,10,10,0,0,null,null,0,"G-265 - F(-275,-265) < 0",857,"F(-275,-265) > 0"]
[null,"07:10:00",54,3,-265,-280,-265,20,10,10,0,{"$f":"O329/Q329","v":0},null,null,0,"G-265 - F(-280,-265) < 0",857,"F(-280,-265) > 0"]
[null,"07:10:00",54,4,-265,{"$f":"-(5*C330-5+5*D330)","v":-285},{"$f":"-(5*C330-5)","v":-265},20,10,{"$f":"I330-($J$1*I330)","v":10},{"$f":"IF((J330-H330) < 0, 0, J330-H330)","v":0},0,null,null,0,"G-265 - F(-285,-265) < 0",{"$f":"$Q$6","v":857},"F(-285,-265) > 0"]
[null,"07:10:00",54,5,-265,-290,-265,20,10,10,0,0,null,null,0,"G-265 - F(-290,-265) < 0",857,"F(-290,-265) > 0"]
[null,"07:10:00",54,6,-265,-295,-265,20,10,10,0,0,null,null,0,"G-265 - F(-295,-265) < 0",857,"F(-295,-265) > 0"]
[null,"07:05:00",55,1,-270,-275,-270,20,10,10,0,0,{"$f":"MAX(K333:K338)","v":0},{"$f":"MAX(K333:K338)/$Q$1","v":0},0,"G-270 - F(-275,-270) < 0",857,"F(-275,-270) > 0"]
[null,"07:05:00",55,2,-270,-280,-270,20,10,10,0,0,null,null,0,"G-270 - F(-280,-270) < 0",857,"F(-280,-270) > 0"]
[null,"07:05:00",55,3,-270,-285,-270,20,10,10,0,0,null,null,0,"G-270 - F(-285,-270) < 0",857,"F(-285,-270) > 0"]
[null,"07:05:00",55,4,-270,-290,-270,20,10,10,0,0,null,null,0,"G-270 - F(-290,-270) < 0",857,"F(-290,-270) > 0"]
[null,"07:05:00",55,5,-270,-295,-270,20,10,10,0,0,null,null,0,"G-270 - F(-295,-270) < 0",857,"F(-295,-270) > 0"]
[null,"07:05:00",55,6,-270,-300,-270,20,10,10,0,0,null,null,0,"G-270 - F(-300,-270) < 0",857,"F(-300,-270) > 0"]
[null,"07:00:00",56,1,-275,-280,-275,20,10,10,0,0,{"$f":"MAX(K339:K344)","v":0},{"$f":"MAX(K339:K344)/$Q$1","v":0},0,"G-275 - F(-280,-275) < 0",857,"F(-280,-275) > 0"]
[null,"07:00:00",56,2,-275,-285,-275,20,10,10,0,0,null,null,0,"G-275 - F(-285,-275) < 0",857,"F(-285,-275) > 0"]
[null,"07:00:00",56,3,-275,-290,-275,20,10,10,0,0,null,null,{"$f":"IF((H341-J341)<0, O342+1, O342)","v":0},"G-275 - F(-290,-275) < 0",857,"F(-290,-275) > 0"]
[null,"07:00:00",56,4,-275,-295,-275,20,10,10,0,0,null,null,0,"G-275 - F(-295,-275) < 0",857,"F(-295,-275) > 0"]
[null,"07:00:00",56,5,-275,-300,-275,20,10,10,0,0,null,null,0,"G-275 - F(-300,-275) < 0",857,"F(-300,-275) > 0"]
[null,"07:00:00",56,6,-275,-305,-275,20,10,10,0,0,null,null,0,"G-275 - F(-305,-275) < 0",857,"F(-305,-275) > 0"]
[null,"06:55:00",57,1,-280,-285,-280,20,10,10,0,0,{"$f":"MAX(K345:K350)","v":0},{"$f":"MAX(K345:K350)/$Q$1","v":0},0,"G-280 - F(-285,-280) < 0",857,"F(-285,-280) > 0"]
[null,"06:55:00",57,2,-280,-290,-280,20,10,10,0,0,null,null,0,"G-280 - F(-290,-280) < 0",857,"F(-290,-280) > 0"]
[null,"06:55:00",57,3,-280,-295,-280,20,10,10,0,0,null,null,0,"G-280 - F(-295,-280) < 0",857,"F(-295,-280) > 0"]
[null,"06:55:00",57,4,-280,-300,-280,20,10,10,0,0,null,null,0,"G-280 - F(-300,-280) < 0",857,"F(-300,-280) > 0"]
[null,"06:55:00",57,5,-280,-305,-280,20,10,10,0,0,null,null,0,"G-280 - F(-305,-280) < 0",857,"F(-305,-280) > 0"]
[null,"06:55:00",57,6,-280,-310,-280,20,10,10,0,0,null,null,0,"G-280 - F(-310,-280) < 0",857,"F(-310,-280) > 0"]
[null,"06:50:00",58,1,-285,-290,-285,20,10,10,0,0,{"$f":"MAX(K351:K356)","v":0},{"$f":"MAX(K351:K356)/$Q$1","v":0},0,"G-285 - F(-290,-285) < 0",857,"F(-290,-285) > 0"]
[null,"06:50:00",58,2,-285,-295,-285,20,10,10,0,0,null,null,0,"G-285 - F(-295,-285) < 0",857,"F(-295,-285) > 0"]
[null,"06:50:00",58,3,-285,-300,-285,20,10,10,0,0,null,null,0,"G-285 - F(-300,-285) < 0",857,"F(-300,-285) > 0"]
[null,"06:50:00",58,4,-285,-305,-285,20,10,10,0,0,null,null,0,"G-285 - F(-305,-285) < 0",857,"F(-305,-285) > 0"]
[null,"06:50:00",58,5,-285,-310,-285,20,10,10,0,0,null,null,0,"G-285 - F(-310,-285) < 0",857,"F(-310,-285) > 0"]
[null,"06:50:00",58,6,-285,-315,-285,20,10,10,0,0,null,null,0,"G-285 - F(-315,-285) < 0",857,"F(-315,-285) > 0"]
[null,"06:45:00",59,1,-290,-295,-290,20,10,10,0,0,{"$f":"MAX(K357:K362)","v":0},{"$f":"MAX(K357:K362)/$Q$1","v":0},0,"G-290 - F(-295,-290) < 0",857,"F(-295,-290) > 0"]
[null,"06:45:00",59,2,-290,-300,-290,20,10,10,0,0,null,null,0,"G-290 - F(-300,-290) < 0",857,"F(-300,-290) > 0"]
[null,"06:45:00",59,3,-290,-305,-290,20,10,10,0,0,null,null,0,"G-290 - F(-305,-290) < 0",857,"F(-305,-290) > 0"]
[null,"06:45:00",59,4,-290,-310,-290,20,10,10,0,0,null,null,0,"G-290 - F(-310,-290) < 0",857,"F(-310,-290) > 0"]
[null,"06:45:00",59,5,-290,-315,-290,20,10,10,0,0,null,null,0,"G-290 - F(-315,-290) < 0",857,"F(-315,-290) > 0"]
[null,"06:45:00",59,6,-290,-320,-290,20,10,10,0,0,null,null,0,"G-290 - F(-320,-290) < 0",857,"F(-320,-290) > 0"]
[null,"06:40:00",60,1,-295,-300,-295,20,10,10,0,0,{"$f":"MAX(K363:K368)","v":0},{"$f":"MAX(K363:K368)/$Q$1","v":0},0,"G-295 - F(-300,-295) < 0",857,"F(-300,-295) > 0"]
[null,"06:40:00",60,2,-295,-305,-295,20,10,10,0,0,null,null,0,"G-295 - F(-305,-295) < 0",857,"F(-305,-295) > 0"]
[null,"06:40:00",60,3,-295,-310,-295,20,10,10,0,0,null,null,0,"G-295 - F(-310,-295) < 0",857,"F(-310,-295) > 0"]
[null,"06:40:00",60,4,-295,-315,-295,20,10,10,0,0,null,null,0,"G-295 - F(-315,-295) < 0",857,"F(-315,-295) > 0"]
[null,"06:40:00",60,5,-295,-320,-295,20,10,10,0,0,null,null,0,"G-295 - F(-320,-295) < 0",857,"F(-320,-295) > 0"]
[null,"06:40:00",60,6,-295,-325,-295,20,10,10,0,0,null,null,0,"G-295 - F(-325,-295) < 0",857,"F(-325,-295) > 0"]
[null,"06:35:00",61,1,-300,-305,-300,20,10,10,0,0,{"$f":"MAX(K369:K374)","v":0},{"$f":"MAX(K369:K374)/$Q$1","v":0},0,"G-300 - F(-305,-300) < 0",857,"F(-305,-300) > 0"]
[null,"06:35:00",61,2,-300,-310,-300,20,10,10,0,0,null,null,0,"G-300 - F(-310,-300) < 0",857,"F(-310,-300) > 0"]
[null,"06:35:00",61,3,-300,-315,-300,20,10,10,0,0,null,null,0,"G-300 - F(-315,-300) < 0",857,"F(-315,-300) > 0"]
[null,"06:35:00",61,4,-300,-320,-300,20,10,10,0,0,null,null,0,"G-300 - F(-320,-300) < 0",857,"F(-320,-300) > 0"]
[null,"06:35:00",61,5,-300,-325,-300,20,10,10,0,0,null,null,0,"G-300 - F(-325,-300) < 0",857,"F(-325,-300) > 0"]
[null,"06:35:00",61,6,-300,-330,-300,20,10,10,0,0,null,null,0,"G-300 - F(-330,-300) < 0",857,"F(-330,-300) > 0"]
[null,"06:30:00",62,1,-305,-310,-305,20,10,10,0,0,{"$f":"MAX(K375:K380)","v":0},{"$f":"MAX(K375:K380)/$Q$1","v":0},0,"G-305 - F(-310,-305) < 0",857,"F(-310,-305) > 0"]
[null,"06:30:00",62,2,-305,-315,-305,20,10,10,0,0,null,null,0,"G-305 - F(-315,-305) < 0",857,"F(-315,-305) > 0"]
[null,"06:30:00",62,3,-305,-320,-305,20,10,10,0,0,null,null,0,"G-305 - F(-320,-305) < 0",857,"F(-320,-305) > 0"]
[null,"06:30:00",62,4,-305,-325,-305,20,10,10,0,0,null,null,0,"G-305 - F(-325,-305) < 0",857,"F(-325,-305) > 0"]
[null,"06:30:00",62,5,-305,-330,-305,20,10,10,0,0,null,null,0,"G-305 - F(-330,-305) < 0",857,"F(-330,-305) > 0"]
[null,"06:30:00",62,6,-305,-335,-305,20,10,10,0,0,null,null,0,"G-305 - F(-335,-305) < 0",857,"F(-335,-305) > 0"]
[null,"06:25:00",63,1,-310,-315,-310,20,10,10,0,0,{"$f":"MAX(K381:K386)","v":0},{"$f":"MAX(K381:K386)/$Q$1","v":0},0,"G-310 - F(-315,-310) < 0",857,"F(-315,-310) > 0"]
[null,"06:25:00",63,2,-310,-320,-310,20,10,10,0,0,null,null,0,"G-310 - F(-320,-310) < 0",857,"F(-320,-310) > 0"]
[null,"06:25:00",63,3,-310,-325,-310,20,10,10,0,0,null,null,0,"G-310 - F(-325,-310) < 0",857,"F(-325,-310) > 0"]
[null,"06:25:00",63,4,-310,-330,-310,20,10,10,0,0,null,null,0,"G-310 - F(-330,-310) < 0",857,"F(-330,-310) > 0"]
[null,"06:25:00",63,5,-310,-335,-310,20,10,10,0,0,null,null,0,"G-310 - F(-335,-310) < 0",857,"F(-335,-310) > 0"]
[null,"06:25:00",63,6,-310,-340,-310,20,10,10,0,0,null,null,0,"G-310 - F(-340,-310) < 0",857,"F(-340,-310) > 0"]
[null,"06:20:00",64,1,-315,-320,-315,20,10,10,0,0,{"$f":"MAX(K387:K392)","v":0},{"$f":"MAX(K387:K392)/$Q$1","v":0},0,"G-315 - F(-320,-315) < 0",857,"F(-320,-315) > 0"]
[null,"06:20:00",64,2,-315,-325,-315,20,10,10,0,0,null,null,0,"G-315 - F(-325,-315) < 0",857,"F(-325,-315) > 0"]
[null,"06:20:00",64,3,-315,-330,-315,20,10,10,0,0,null,null,0,"G-315 - F(-330,-315) < 0",857,"F(-330,-315) > 0"]
[null,"06:20:00",64,4,-315,-335,-315,20,10,10,0,0,null,null,0,"G-315 - F(-335,-315) < 0",857,"F(-335,-315) > 0"]
[null,"06:20:00",64,5,-315,-340,-315,20,10,10,0,0,null,null,0,"G-315 - F(-340,-315) < 0",857,"F(-340,-315) > 0"]
[null,"06:20:00",64,6,-315,-345,-315,20,10,10,0,0,null,null,0,"G-315 - F(-345,-315) < 0",857,"F(-345,-315) > 0"]
[null,"06:15:00",65,1,-320,-325,-320,20,10,10,0,{"$f":"O393/Q393","v":0},{"$f":"MAX(K393:K398)","v":0},{"$f":"MAX(K393:K398)/$Q$1","v":0},0,"G-320 - F(-325,-320) < 0",857,"F(-325,-320) > 0"]
[null,"06:15:00",65,2,-320,{"$f":"-(5*C394-5+5*D394)","v":-330},{"$f":"-(5*C394-5)","v":-320},20,10,{"$f":"I394-($J$1*I394)","v":10},{"$f":"IF((J394-H394) < 0, 0, J394-H394)","v":0},0,null,null,0,"G-320 - F(-330,-320) < 0",{"$f":"$Q$6","v":857},"F(-330,-320) > 0"]
[null,"06:15:00",65,3,-320,-335,-320,20,10,10,0,0,null,null,0,"G-320 - F(-335,-320) < 0",857,"F(-335,-320) > 0"]
[null,"06:15:00",65,4,-320,-340,-320,20,10,10,0,0,null,null,0,"G-320 - F(-340,-320) < 0",857,"F(-340,-320) > 0"]
[null,"06:15:00",65,5,-320,-345,-320,20,10,10,0,0,null,null,0,"G-320 - F(-345,-320) < 0",857,"F(-345,-320) > 0"]
[null,"06:15:00",65,6,-320,-350,-320,20,10,10,0,0,null,null,0,"G-320 - F(-350,-320) < 0",857,"F(-350,-320) > 0"]
[null,"06:10:00",66,1,-325,-330,-325,20,10,10,0,0,{"$f":"MAX(K399:K404)","v":0},{"$f":"MAX(K399:K404)/$Q$1","v":0},0,"G-325 - F(-330,-325) < 0",857,"F(-330,-325) > 0"]
[null,"06:10:00",66,2,-325,-335,-325,20,10,10,0,0,null,null,0,"G-325 - F(-335,-325) < 0",857,"F(-335,-325) > 0"]
[null,"06:10:00",66,3,-325,-340,-325,20,10,10,0,0,null,null,0,"G-325 - F(-340,-325) < 0",857,"F(-340,-325) > 0"]
[null,"06:10:00",66,4,-325,-345,-325,20,10,10,0,0,null,null,0,"G-325 - F(-345,-325) < 0",857,"F(-345,-325) > 0"]
[null,"06:10:00",66,5,-325,-350,-325,20,10,10,0,0,null,null,0,"G-325 - F(-350,-325) < 0",857,"F(-350,-325) > 0"]
[null,"06:10:00",66,6,-325,-355,-325,20,10,10,0,0,null,null,0,"G-325 - F(-355,-325) < 0",857,"F(-355,-325) > 0"]
[null,"06:05:00",67,1,-330,-335,-330,20,10,10,0,0,{"$f":"MAX(K405:K410)","v":0},{"$f":"MAX(K405:K410)/$Q$1","v":0},{"$f":"IF((H405-J405)<0, O406+1, O406)","v":0},"G-330 - F(-335,-330) < 0",857,"F(-335,-330) > 0"]
[null,"06:05:00",67,2,-330,-340,-330,20,10,10,0,0,null,null,0,"G-330 - F(-340,-330) < 0",857,"F(-340,-330) > 0"]
[null,"06:05:00",67,3,-330,-345,-330,20,10,10,0,0,null,null,0,"G-330 - F(-345,-330) < 0",857,"F(-345,-330) > 0"]
[null,"06:05:00",67,4,-330,-350,-330,20,10,10,0,0,null,null,0,"G-330 - F(-350,-330) < 0",857,"F(-350,-330) > 0"]
[null,"06:05:00",67,5,-330,-355,-330,20,10,10,0,0,null,null,0,"G-330 - F(-355,-330) < 0",857,"F(-355,-330) > 0"]
[null,"06:05:00",67,6,-330,-360,-330,20,10,10,0,0,null,null,0,"G-330 - F(-360,-330) < 0",857,"F(-360,-330) > 0"]
[null,"06:00:00",68,1,-335,-340,-335,20,0,0,0,0,{"$f":"MAX(K411:K416)","v":0},{"$f":"MAX(K411:K416)/$Q$1","v":0},0,"G-335 - F(-340,-335) < 0",857,"F(-340,-335) > 0"]
[null,"06:00:00",68,2,-335,-345,-335,20,0,0,0,0,null,null,0,"G-335 - F(-345,-335) < 0",857,"F(-345,-335) > 0"]
[null,"06:00:00",68,3,-335,-350,-335,20,0,0,0,0,null,null,0,"G-335 - F(-350,-335) < 0",857,"F(-350,-335) > 0"]
[null,"06:00:00",68,4,-335,-355,-335,20,0,0,0,0,null,null,0,"G-335 - F(-355,-335) < 0",857,"F(-355,-335) > 0"]
[null,"06:00:00",68,5,-335,-360,-335,20,0,0,0,0,null,null,0,"G-335 - F(-360,-335) < 0",857,"F(-360,-335) > 0"]
[null,"06:00:00",68,6,-335,-365,-335,20,0,0,0,0,null,null,0,"G-335 - F(-365,-335) < 0",857,"F(-365,-335) > 0"]
[null,"05:55:00",69,1,-340,-345,-340,20,0,0,0,0,{"$f":"MAX(K417:K422)","v":0},{"$f":"MAX(K417:K422)/$Q$1","v":0},0,"G-340 - F(-345,-340) < 0",857,"F(-345,-340) > 0"]
[null,"05:55:00",69,2,-340,-350,-340,20,0,0,0,0,null,null,0,"G-340 - F(-350,-340) < 0",857,"F(-350,-340) > 0"]
[null,"05:55:00",69,3,-340,-355,-340,20,0,0,0,0,null,null,0,"G-340 - F(-355,-340) < 0",857,"F(-355,-340) > 0"]
[null,"05:55:00",69,4,-340,-360,-340,20,0,0,0,0,null,null,0,"G-340 - F(-360,-340) < 0",857,"F(-360,-340) > 0"]
[null,"05:55:00",69,5,-340,-365,-340,20,0,0,0,0,null,null,0,"G-340 - F(-365,-340) < 0",857,"F(-365,-340) > 0"]
[null,"05:55:00",69,6,-340,-370,-340,20,0,0,0,0,null,null,0,"G-340 - F(-370,-340) < 0",857,"F(-370,-340) > 0"]
[null,"05:50:00",70,1,-345,-350,-345,20,0,0,0,0,{"$f":"MAX(K423:K428)","v":0},{"$f":"MAX(K423:K428)/$Q$1","v":0},0,"G-345 - F(-350,-345) < 0",857,"F(-350,-345) > 0"]
[null,"05:50:00",70,2,-345,-355,-345,20,0,0,0,0,null,null,0,"G-345 - F(-355,-345) < 0",857,"F(-355,-345) > 0"]
[null,"05:50:00",70,3,-345,-360,-345,20,0,0,0,0,null,null,0,"G-345 - F(-360,-345) < 0",857,"F(-360,-345) > 0"]
[null,"05:50:00",70,4,-345,-365,-345,20,0,0,0,0,null,null,0,"G-345 - F(-365,-345) < 0",857,"F(-365,-345) > 0"]
[null,"05:50:00",70,5,-345,-370,-345,20,0,0,0,0,null,null,0,"G-345 - F(-370,-345) < 0",857,"F(-370,-345) > 0"]
[null,"05:50:00",70,6,-345,-375,-345,20,0,0,0,0,null,null,0,"G-345 - F(-375,-345) < 0",857,"F(-375,-345) > 0"]
[null,"05:45:00",71,1,-350,-355,-350,20,0,0,0,0,{"$f":"MAX(K429:K434)","v":0},{"$f":"MAX(K429:K434)/$Q$1","v":0},0,"G-350 - F(-355,-350) < 0",857,"F(-355,-350) > 0"]
[null,"05:45:00",71,2,-350,-360,-350,20,0,0,0,0,null,null,0,"G-350 - F(-360,-350) < 0",857,"F(-360,-350) > 0"]
[null,"05:45:00",71,3,-350,-365,-350,20,0,0,0,0,null,null,0,"G-350 - F(-365,-350) < 0",857,"F(-365,-350) > 0"]
[null,"05:45:00",71,4,-350,-370,-350,20,0,0,0,0,null,null,0,"G-350 - F(-370,-350) < 0",857,"F(-370,-350) > 0"]
[null,"05:45:00",71,5,-350,-375,-350,20,0,0,0,0,null,null,0,"G-350 - F(-375,-350) < 0",857,"F(-375,-350) > 0"]
[null,"05:45:00",71,6,-350,-380,-350,20,0,0,0,0,null,null,0,"G-350 - F(-380,-350) < 0",857,"F(-380,-350) > 0"]
[null,"05:40:00",72,1,-355,-360,-355,20,0,0,0,0,{"$f":"MAX(K435:K440)","v":0},{"$f":"MAX(K435:K440)/$Q$1","v":0},0,"G-355 - F(-360,-355) < 0",857,"F(-360,-355) > 0"]
[null,"05:40:00",72,2,-355,-365,-355,20,0,0,0,0,null,null,0,"G-355 - F(-365,-355) < 0",857,"F(-365,-355) > 0"]
[null,"05:40:00",72,3,-355,-370,-355,20,0,0,0,0,null,null,0,"G-355 - F(-370,-355) < 0",857,"F(-370,-355) > 0"]
[null,"05:40:00",72,4,-355,-375,-355,20,0,0,0,0,null,null,0,"G-355 - F(-375,-355) < 0",857,"F(-375,-355) > 0"]
[null,"05:40:00",72,5,-355,-380,-355,20,0,0,0,0,null,null,0,"G-355 - F(-380,-355) < 0",857,"F(-380,-355) > 0"]
[null,"05:40:00",72,6,-355,-385,-355,20,0,0,0,0,null,null,0,"G-355 - F(-385,-355) < 0",857,"F(-385,-355) > 0"]
[null,"05:35:00",73,1,-360,-365,-360,20,0,0,0,0,{"$f":"MAX(K441:K446)","v":0},{"$f":"MAX(K441:K446)/$Q$1","v":0},0,"G-360 - F(-365,-360) < 0",857,"F(-365,-360) > 0"]
[null,"05:35:00",73,2,-360,-370,-360,20,0,0,0,0,null,null,0,"G-360 - F(-370,-360) < 0",857,"F(-370,-360) > 0"]
[null,"05:35:00",73,3,-360,-375,-360,20,0,0,0,0,null,null,0,"G-360 - F(-375,-360) < 0",857,"F(-375,-360) > 0"]
[null,"05:35:00",73,4,-360,-380,-360,20,0,0,0,0,null,null,0,"G-360 - F(-380,-360) < 0",857,"F(-380,-360) > 0"]
[null,"05:35:00",73,5,-360,-385,-360,20,0,0,0,0,null,null,0,"G-360 - F(-385,-360) < 0",857,"F(-385,-360) > 0"]
[null,"05:35:00",73,6,-360,-390,-360,20,0,0,0,0,null,null,0,"G-360 - F(-390,-360) < 0",857,"F(-390,-360) > 0"]
[null,"05:30:00",74,1,-365,-370,-365,20,0,0,0,0,{"$f":"MAX(K447:K452)","v":0},{"$f":"MAX(K447:K452)/$Q$1","v":0},0,"G-365 - F(-370,-365) < 0",857,"F(-370,-365) > 0"]
[null,"05:30:00",74,2,-365,-375,-365,20,0,0,0,0,null,null,0,"G-365 - F(-375,-365) < 0",857,"F(-375,-365) > 0"]
[null,"05:30:00",74,3,-365,-380,-365,20,0,0,0,0,null,null,0,"G-365 - F(-380,-365) < 0",857,"F(-380,-365) > 0"]
[null,"05:30:00",74,4,-365,-385,-365,20,0,0,0,0,null,null,0,"G-365 - F(-385,-365) < 0",857,"F(-385,-365) > 0"]
[null,"05:30:00",74,5,-365,-390,-365,20,0,0,0,0,null,null,0,"G-365 - F(-390,-365) < 0",857,"F(-390,-365) > 0"]
[null,"05:30:00",74,6,-365,-395,-365,20,0,0,0,0,null,null,0,"G-365 - F(-395,-365) < 0",857,"F(-395,-365) > 0"]
[null,"05:25:00",75,1,-370,-375,-370,20,0,0,0,0,{"$f":"MAX(K453:K458)","v":0},{"$f":"MAX(K453:K458)/$Q$1","v":0},0,"G-370 - F(-375,-370) < 0",857,"F(-375,-370) > 0"]
[null,"05:25:00",75,2,-370,-380,-370,20,0,0,0,0,null,null,0,"G-370 - F(-380,-370) < 0",857,"F(-380,-370) > 0"]
[null,"05:25:00",75,3,-370,-385,-370,20,0,0,0,0,null,null,0,"G-370 - F(-385,-370) < 0",857,"F(-385,-370) > 0"]
[null,"05:25:00",75,4,-370,-390,-370,20,0,0,0,0,null,null,0,"G-370 - F(-390,-370) < 0",857,"F(-390,-370) > 0"]
[null,"05:25:00",75,5,-370,-395,-370,20,0,0,0,{"$f":"O457/Q457","v":0},null,null,0,"G-370 - F(-395,-370) < 0",857,"F(-395,-370) > 0"]
[null,"05:25:00",75,6,-370,{"$f":"-(5*C458-5+5*D458)","v":-400},{"$f":"-(5*C458-5)","v":-370},20,0,{"$f":"I458-($J$1*I458)","v":0},{"$f":"IF((J458-H458) < 0, 0, J458-H458)","v":0},0,null,null,0,"G-370 - F(-400,-370) < 0",{"$f":"$Q$6","v":857},"F(-400,-370) > 0"]
[null,"05:20:00",76,1,-375,-380,-375,20,0,0,0,0,{"$f":"MAX(K459:K464)","v":0},{"$f":"MAX(K459:K464)/$Q$1","v":0},0,"G-375 - F(-380,-375) < 0",857,"F(-380,-375) > 0"]
[null,"05:20:00",76,2,-375,-385,-375,20,0,0,0,0,null,null,0,"G-375 - F(-385,-375) < 0",857,"F(-385,-375) > 0"]
[null,"05:20:00",76,3,-375,-390,-375,20,0,0,0,0,null,null,0,"G-375 - F(-390,-375) < 0",857,"F(-390,-375) > 0"]
[null,"05:20:00",76,4,-375,-395,-375,20,0,0,0,0,null,null,0,"G-375 - F(-395,-375) < 0",857,"F(-395,-375) > 0"]
[null,"05:20:00",76,5,-375,-400,-375,20,0,0,0,0,null,null,0,"G-375 - F(-400,-375) < 0",857,"F(-400,-375) > 0"]
[null,"05:20:00",76,6,-375,-405,-375,20,0,0,0,0,null,null,0,"G-375 - F(-405,-375) < 0",857,"F(-405,-375) > 0"]
[null,"05:15:00",77,1,-380,-385,-380,20,0,0,0,0,{"$f":"MAX(K465:K470)","v":0},{"$f":"MAX(K465:K470)/$Q$1","v":0},0,"G-380 - F(-385,-380) < 0",857,"F(-385,-380) > 0"]
[null,"05:15:00",77,2,-380,-390,-380,20,0,0,0,0,null,null,0,"G-380 - F(-390,-380) < 0",857,"F(-390,-380) > 0"]
[null,"05:15:00",77,3,-380,-395,-380,20,0,0,0,0,null,null,0,"G-380 - F(-395,-380) < 0",857,"F(-395,-380) > 0"]
[null,"05:15:00",77,4,-380,-400,-380,20,0,0,0,0,null,null,0,"G-380 - F(-400,-380) < 0",857,"F(-400,-380) > 0"]
[null,"05:15:00",77,5,-380,-405,-380,20,0,0,0,0,null,null,{"$f":"IF((H469-J469)<0, O470+1, O470)","v":0},"G-380 - F(-405,-380) < 0",857,"F(-405,-380) > 0"]
[null,"05:15:00",77,6,-380,-410,-380,20,0,0,0,0,null,null,0,"G-380 - F(-410,-380) < 0",857,"F(-410,-380) > 0"]
[null,"05:10:00",78,1,-385,-390,-385,20,0,0,0,0,{"$f":"MAX(K471:K476)","v":0},{"$f":"MAX(K471:K476)/$Q$1","v":0},0,"G-385 - F(-390,-385) < 0",857,"F(-390,-385) > 0"]
[null,"05:10:00",78,2,-385,-395,-385,20,0,0,0,0,null,null,0,"G-385 - F(-395,-385) < 0",857,"F(-395,-385) > 0"]
[null,"05:10:00",78,3,-385,-400,-385,20,0,0,0,0,null,null,0,"G-385 - F(-400,-385) < 0",857,"F(-400,-385) > 0"]
[null,"05:10:00",78,4,-385,-405,-385,20,0,0,0,0,null,null,0,"G-385 - F(-405,-385) < 0",857,"F(-405,-385) > 0"]
[null,"05:10:00",78,5,-385,-410,-385,20,0,0,0,0,null,null,0,"G-385 - F(-410,-385) < 0",857,"F(-410,-385) > 0"]
[null,"05:10:00",78,6,-385,-415,-385,20,0,0,0,0,null,null,0,"G-385 - F(-415,-385) < 0",857,"F(-415,-385) > 0"]
[null,"05:05:00",79,1,-390,-395,-390,20,0,0,0,0,{"$f":"MAX(K477:K482)","v":0},{"$f":"MAX(K477:K482)/$Q$1","v":0},0,"G-390 - F(-395,-390) < 0",857,"F(-395,-390) > 0"]
[null,"05:05:00",79,2,-390,-400,-390,20,0,0,0,0,null,null,0,"G-390 - F(-400,-390) < 0",857,"F(-400,-390) > 0"]
[null,"05:05:00",79,3,-390,-405,-390,20,0,0,0,0,null,null,0,"G-390 - F(-405,-390) < 0",857,"F(-405,-390) > 0"]
[null,"05:05:00",79,4,-390,-410,-390,20,0,0,0,0,null,null,0,"G-390 - F(-410,-390) < 0",857,"F(-410,-390) > 0"]
[null,"05:05:00",79,5,-390,-415,-390,20,0,0,0,0,null,null,0,"G-390 - F(-415,-390) < 0",857,"F(-415,-390) > 0"]
[null,"05:05:00",79,6,-390,-420,-390,20,0,0,0,0,null,null,0,"G-390 - F(-420,-390) < 0",857,"F(-420,-390) > 0"]
[null,"05:00:00",80,1,-395,-400,-395,20,0,0,0,0,{"$f":"MAX(K483:K488)","v":0},{"$f":"MAX(K483:K488)/$Q$1","v":0},0,"G-395 - F(-400,-395) < 0",857,"F(-400,-395) > 0"]
[null,"05:00:00",80,2,-395,-405,-395,20,0,0,0,0,null,null,0,"G-395 - F(-405,-395) < 0",857,"F(-405,-395) > 0"]
[null,"05:00:00",80,3,-395,-410,-395,20,0,0,0,0,null,null,0,"G-395 - F(-410,-395) < 0",857,"F(-410,-395) > 0"]
[null,"05:00:00",80,4,-395,-415,-395,20,0,0,0,0,null,null,0,"G-395 - F(-415,-395) < 0",857,"F(-415,-395) > 0"]
[null,"05:00:00",80,5,-395,-420,-395,20,0,0,0,0,null,null,0,"G-395 - F(-420,-395) < 0",857,"F(-420,-395) > 0"]
[null,"05:00:00",80,6,-395,-425,-395,20,0,0,0,0,null,null,0,"G-395 - F(-425,-395) < 0",857,"F(-425,-395) > 0"]
[null,"04:55:00",81,1,-400,-405,-400,20,0,0,0,0,{"$f":"MAX(K489:K494)","v":0},{"$f":"MAX(K489:K494)/$Q$1","v":0},0,"G-400 - F(-405,-400) < 0",857,"F(-405,-400) > 0"]
[null,"04:55:00",81,2,-400,-410,-400,20,0,0,0,0,null,null,0,"G-400 - F(-410,-400) < 0",857,"F(-410,-400) > 0"]
[null,"04:55:00",81,3,-400,-415,-400,20,0,0,0,0,null,null,0,"G-400 - F(-415,-400) < 0",857,"F(-415,-400) > 0"]
[null,"04:55:00",81,4,-400,-420,-400,20,0,0,0,0,null,null,0,"G-400 - F(-420,-400) < 0",857,"F(-420,-400) > 0"]
[null,"04:55:00",81,5,-400,-425,-400,20,0,0,0,0,null,null,0,"G-400 - F(-425,-400) < 0",857,"F(-425,-400) > 0"]
[null,"04:55:00",81,6,-400,-430,-400,20,0,0,0,0,null,null,0,"G-400 - F(-430,-400) < 0",857,"F(-430,-400) > 0"]
[null,"04:50:00",82,1,-405,-410,-405,20,0,0,0,0,{"$f":"MAX(K495:K500)","v":0},{"$f":"MAX(K495:K500)/$Q$1","v":0},0,"G-405 - F(-410,-405) < 0",857,"F(-410,-405) > 0"]
[null,"04:50:00",82,2,-405,-415,-405,20,0,0,0,0,null,null,0,"G-405 - F(-415,-405) < 0",857,"F(-415,-405) > 0"]
[null,"04:50:00",82,3,-405,-420,-405,20,0,0,0,0,null,null,0,"G-405 - F(-420,-405) < 0",857,"F(-420,-405) > 0"]
[null,"04:50:00",82,4,-405,-425,-405,20,0,0,0,0,null,null,0,"G-405 - F(-425,-405) < 0",857,"F(-425,-405) > 0"]
[null,"04:50:00",82,5,-405,-430,-405,20,0,0,0,0,null,null,0,"G-405 - F(-430,-405) < 0",857,"F(-430,-405) > 0"]
[null,"04:50:00",82,6,-405,-435,-405,20,0,0,0,0,null,null,0,"G-405 - F(-435,-405) < 0",857,"F(-435,-405) > 0"]
[null,"04:45:00",83,1,-410,-415,-410,20,0,0,0,0,{"$f":"MAX(K501:K506)","v":0},{"$f":"MAX(K501:K506)/$Q$1","v":0},0,"G-410 - F(-415,-410) < 0",857,"F(-415,-410) > 0"]
[null,"04:45:00",83,2,-410,-420,-410,20,0,0,0,0,null,null,0,"G-410 - F(-420,-410) < 0",857,"F(-420,-410) > 0"]
[null,"04:45:00",83,3,-410,-425,-410,20,0,0,0,0,null,null,0,"G-410 - F(-425,-410) < 0",857,"F(-425,-410) > 0"]
[null,"04:45:00",83,4,-410,-430,-410,20,0,0,0,0,null,null,0,"G-410 - F(-430,-410) < 0",857,"F(-430,-410) > 0"]
[null,"04:45:00",83,5,-410,-435,-410,20,0,0,0,0,null,null,0,"G-410 - F(-435,-410) < 0",857,"F(-435,-410) > 0"]
[null,"04:45:00",83,6,-410,-440,-410,20,0,0,0,0,null,null,0,"G-410 - F(-440,-410) < 0",857,"F(-440,-410) > 0"]
[null,"04:40:00",84,1,-415,-420,-415,20,0,0,0,0,{"$f":"MAX(K507:K512)","v":0},{"$f":"MAX(K507:K512)/$Q$1","v":0},0,"G-415 - F(-420,-415) < 0",857,"F(-420,-415) > 0"]
[null,"04:40:00",84,2,-415,-425,-415,20,0,0,0,0,null,null,0,"G-415 - F(-425,-415) < 0",857,"F(-425,-415) > 0"]
[null,"04:40:00",84,3,-415,-430,-415,20,0,0,0,0,null,null,0,"G-415 - F(-430,-415) < 0",857,"F(-430,-415) > 0"]
[null,"04:40:00",84,4,-415,-435,-415,20,0,0,0,0,null,null,0,"G-415 - F(-435,-415) < 0",857,"F(-435,-415) > 0"]
[null,"04:40:00",84,5,-415,-440,-415,20,0,0,0,0,null,null,0,"G-415 - F(-440,-415) < 0",857,"F(-440,-415) > 0"]
[null,"04:40:00",84,6,-415,-445,-415,20,0,0,0,0,null,null,0,"G-415 - F(-445,-415) < 0",857,"F(-445,-415) > 0"]
[null,"04:35:00",85,1,-420,-425,-420,20,0,0,0,0,{"$f":"MAX(K513:K518)","v":0},{"$f":"MAX(K513:K518)/$Q$1","v":0},0,"G-420 - F(-425,-420) < 0",857,"F(-425,-420) > 0"]
[null,"04:35:00",85,2,-420,-430,-420,20,0,0,0,0,null,null,0,"G-420 - F(-430,-420) < 0",857,"F(-430,-420) > 0"]
[null,"04:35:00",85,3,-420,-435,-420,20,0,0,0,0,null,null,0,"G-420 - F(-435,-420) < 0",857,"F(-435,-420) > 0"]
[null,"04:35:00",85,4,-420,-440,-420,20,0,0,0,0,null,null,0,"G-420 - F(-440,-420) < 0",857,"F(-440,-420) > 0"]
[null,"04:35:00",85,5,-420,-445,-420,20,0,0,0,0,null,null,0,"G-420 - F(-445,-420) < 0",857,"F(-445,-420) > 0"]
[null,"04:35:00",85,6,-420,-450,-420,20,0,0,0,0,null,null,0,"G-420 - F(-450,-420) < 0",857,"F(-450,-420) > 0"]
[null,"04:30:00",86,1,-425,-430,-425,20,0,0,0,0,{"$f":"MAX(K519:K524)","v":0},{"$f":"MAX(K519:K524)/$Q$1","v":0},0,"G-425 - F(-430,-425) < 0",857,"F(-430,-425) > 0"]
[null,"04:30:00",86,2,-425,-435,-425,20,0,0,0,0,null,null,0,"G-425 - F(-435,-425) < 0",857,"F(-435,-425) > 0"]
[null,"04:30:00",86,3,-425,-440,-425,20,0,0,0,{"$f":"O521/Q521","v":0},null,null,0,"G-425 - F(-440,-425) < 0",857,"F(-440,-425) > 0"]
[null,"04:30:00",86,4,-425,{"$f":"-(5*C522-5+5*D522)","v":-445},{"$f":"-(5*C522-5)","v":-425},20,0,{"$f":"I522-($J$1*I522)","v":0},{"$f":"IF((J522-H522) < 0, 0, J522-H522)","v":0},0,null,null,0,"G-425 - F(-445,-425) < 0",{"$f":"$Q$6","v":857},"F(-445,-425) > 0"]
[null,"04:30:00",86,5,-425,-450,-425,20,0,0,0,0,null,null,0,"G-425 - F(-450,-425) < 0",857,"F(-450,-425) > 0"]
[null,"04:30:00",86,6,-425,-455,-425,20,0,0,0,0,null,null,0,"G-425 - F(-455,-425) < 0",857,"F(-455,-425) > 0"]
[null,"04:25:00",87,1,-430,-435,-430,20,0,0,0,0,{"$f":"MAX(K525:K530)","v":0},{"$f":"MAX(K525:K530)/$Q$1","v":0},0,"G-430 - F(-435,-430) < 0",857,"F(-435,-430) > 0"]
[null,"04:25:00",87,2,-430,-440,-430,20,0,0,0,0,null,null,0,"G-430 - F(-440,-430) < 0",857,"F(-440,-430) > 0"]
[null,"04:25:00",87,3,-430,-445,-430,20,0,0,0,0,null,null,0,"G-430 - F(-445,-430) < 0",857,"F(-445,-430) > 0"]
[null,"04:25:00",87,4,-430,-450,-430,20,0,0,0,0,null,null,0,"G-430 - F(-450,-430) < 0",857,"F(-450,-430) > 0"]
[null,"04:25:00",87,5,-430,-455,-430,20,0,0,0,0,null,null,0,"G-430 - F(-455,-430) < 0",857,"F(-455,-430) > 0"]
[null,"04:25:00",87,6,-430,-460,-430,20,0,0,0,0,null,null,0,"G-430 - F(-460,-430) < 0",857,"F(-460,-430) > 0"]
[null,"04:20:00",88,1,-435,-440,-435,20,0,0,0,0,{"$f":"MAX(K531:K536)","v":0},{"$f":"MAX(K531:K536)/$Q$1","v":0},0,"G-435 - F(-440,-435) < 0",857,"F(-440,-435) > 0"]
[null,"04:20:00",88,2,-435,-445,-435,20,0,0,0,0,null,null,0,"G-435 - F(-445,-435) < 0",857,"F(-445,-435) > 0"]
[null,"04:20:00",88,3,-435,-450,-435,20,0,0,0,0,null,null,{"$f":"IF((H533-J533)<0, O534+1, O534)","v":0},"G-435 - F(-450,-435) < 0",857,"F(-450,-435) > 0"]
[null,"04:20:00",88,4,-435,-455,-435,20,0,0,0,0,null,null,0,"G-435 - F(-455,-435) < 0",857,"F(-455,-435) > 0"]
[null,"04:20:00",88,5,-435,-460,-435,20,0,0,0,0,null,null,0,"G-435 - F(-460,-435) < 0",857,"F(-460,-435) > 0"]
[null,"04:20:00",88,6,-435,-465,-435,20,0,0,0,0,null,null,0,"G-435 - F(-465,-435) < 0",857,"F(-465,-435) > 0"]
[null,"04:15:00",89,1,-440,-445,-440,20,0,0,0,0,{"$f":"MAX(K537:K542)","v":0},{"$f":"MAX(K537:K542)/$Q$1","v":0},0,"G-440 - F(-445,-440) < 0",857,"F(-445,-440) > 0"]
[null,"04:15:00",89,2,-440,-450,-440,20,0,0,0,0,null,null,0,"G-440 - F(-450,-440) < 0",857,"F(-450,-440) > 0"]
[null,"04:15:00",89,3,-440,-455,-440,20,0,0,0,0,null,null,0,"G-440 - F(-455,-440) < 0",857,"F(-455,-440) > 0"]
[null,"04:15:00",89,4,-440,-460,-440,20,0,0,0,0.02,null,null,0,"G-440 - F(-460,-440) < 0",857,"F(-460,-440) > 0"]
[null,"04:15:00",89,5,-440,-465,-440,20,0,0,0,0,null,null,0,"G-440 - F(-465,-440) < 0",857,"F(-465,-440) > 0"]
[null,"04:15:00",89,6,-440,-470,-440,20,0,0,0,0,null,null,0,"G-440 - F(-470,-440) < 0",857,"F(-470,-440) > 0"]
[null,"04:10:00",90,1,-445,-450,-445,20,0,0,0,0,{"$f":"MAX(K543:K548)","v":0},{"$f":"MAX(K543:K548)/$Q$1","v":0},0,"G-445 - F(-450,-445) < 0",857,"F(-450,-445) > 0"]
[null,"04:10:00",90,2,-445,-455,-445,20,0,0,0,0,null,null,0,"G-445 - F(-455,-445) < 0",857,"F(-455,-445) > 0"]
[null,"04:10:00",90,3,-445,-460,-445,20,0,0,0,0,null,null,0,"G-445 - F(-460,-445) < 0",857,"F(-460,-445) > 0"]
[null,"04:10:00",90,4,-445,-465,-445,20,0,0,0,0,null,null,0,"G-445 - F(-465,-445) < 0",857,"F(-465,-445) > 0"]
[null,"04:10:00",90,5,-445,-470,-445,20,0,0,0,0,null,null,0,"G-445 - F(-470,-445) < 0",857,"F(-470,-445) > 0"]
[null,"04:10:00",90,6,-445,-475,-445,20,0,0,0,0,null,null,0,"G-445 - F(-475,-445) < 0",857,"F(-475,-445) > 0"]
[null,"04:05:00",91,1,-450,-455,-450,20,0,0,0,0,{"$f":"MAX(K549:K554)","v":0},{"$f":"MAX(K549:K554)/$Q$1","v":0},0,"G-450 - F(-455,-450) < 0",857,"F(-455,-450) > 0"]
[null,"04:05:00",91,2,-450,-460,-450,20,0,0,0,0,null,null,0,"G-450 - F(-460,-450) < 0",857,"F(-460,-450) > 0"]
[null,"04:05:00",91,3,-450,-465,-450,2,0,0,0,0,null,null,0,"G-450 - F(-465,-450) < 0",857,"F(-465,-450) > 0"]
[null,"04:05:00",91,4,-450,-470,-450,20,0,0,0,0,null,null,0,"G-450 - F(-470,-450) < 0",857,"F(-470,-450) > 0"]
[null,"04:05:00",91,5,-450,-475,-450,20,0,0,0,0,null,null,0,"G-450 - F(-475,-450) < 0",857,"F(-475,-450) > 0"]
[null,"04:05:00",91,6,-450,-480,-450,20,0,0,0,0,null,null,0,"G-450 - F(-480,-450) < 0",857,"F(-480,-450) > 0"]
[null,"04:00:00",92,1,-455,-460,-455,20,0,0,0,0,{"$f":"MAX(K555:K560)","v":0},{"$f":"MAX(K555:K560)/$Q$1","v":0},0,"G-455 - F(-460,-455) < 0",857,"F(-460,-455) > 0"]
[null,"04:00:00",92,2,-455,-465,-455,20,0,0,0,0,null,null,0,"G-455 - F(-465,-455) < 0",857,"F(-465,-455) > 0"]
[null,"04:00:00",92,3,-455,-470,-455,20,0,0,0,0,null,null,0,"G-455 - F(-470,-455) < 0",857,"F(-470,-455) > 0"]
[null,"04:00:00",92,4,-455,-475,-455,20,0,0,0,0,null,null,0,"G-455 - F(-475,-455) < 0",857,"F(-475,-455) > 0"]
[null,"04:00:00",92,5,-455,-480,-455,20,0,0,0,0,null,null,0,"G-455 - F(-480,-455) < 0",857,"F(-480,-455) > 0"]
[null,"04:00:00",92,6,-455,-485,-455,20,0,0,0,0,null,null,0,"G-455 - F(-485,-455) < 0",857,"F(-485,-455) > 0"]
[null,"03:55:00",93,1,-460,-465,-460,20,0,0,0,0,{"$f":"MAX(K561:K566)","v":0},{"$f":"MAX(K561:K566)/$Q$1","v":0},0,"G-460 - F(-465,-460) < 0",857,"F(-465,-460) > 0"]
[null,"03:55:00",93,2,-460,-470,-460,20,0,0,0,0,null,null,0,"G-460 - F(-470,-460) < 0",857,"F(-470,-460) > 0"]
[null,"03:55:00",93,3,-460,-475,-460,20,0,0,0,0,null,null,0,"G-460 - F(-475,-460) < 0",857,"F(-475,-460) > 0"]
[null,"03:55:00",93,4,-460,-480,-460,20,0,0,0,0,null,null,0,"G-460 - F(-480,-460) < 0",857,"F(-480,-460) > 0"]
[null,"03:55:00",93,5,-460,-485,-460,20,0,0,0,0,null,null,0,"G-460 - F(-485,-460) < 0",857,"F(-485,-460) > 0"]
[null,"03:55:00",93,6,-460,-490,-460,20,0,0,0,0,null,null,0,"G-460 - F(-490,-460) < 0",857,"F(-490,-460) > 0"]
[null,"03:50:00",94,1,-465,-470,-465,20,0,0,0,0,{"$f":"MAX(K567:K572)","v":0},{"$f":"MAX(K567:K572)/$Q$1","v":0},0,"G-465 - F(-470,-465) < 0",857,"F(-470,-465) > 0"]
[null,"03:50:00",94,2,-465,-475,-465,20,0,0,0,0,null,null,0,"G-465 - F(-475,-465) < 0",857,"F(-475,-465) > 0"]
[null,"03:50:00",94,3,-465,-480,-465,20,0,0,0,0,null,null,0,"G-465 - F(-480,-465) < 0",857,"F(-480,-465) > 0"]
[null,"03:50:00",94,4,-465,-485,-465,20,0,0,0,0,null,null,0,"G-465 - F(-485,-465) < 0",857,"F(-485,-465) > 0"]
[null,"03:50:00",94,5,-465,-490,-465,20,0,0,0,0,null,null,0,"G-465 - F(-490,-465) < 0",857,"F(-490,-465) > 0"]
[null,"03:50:00",94,6,-465,-495,-465,20,0,0,0,0,null,null,0,"G-465 - F(-495,-465) < 0",857,"F(-495,-465) > 0"]
[null,"03:45:00",95,1,-470,-475,-470,20,0,0,0,0,{"$f":"MAX(K573:K578)","v":0},{"$f":"MAX(K573:K578)/$Q$1","v":0},0,"G-470 - F(-475,-470) < 0",857,"F(-475,-470) > 0"]
[null,"03:45:00",95,2,-470,-480,-470,20,0,0,0,0,null,null,0,"G-470 - F(-480,-470) < 0",857,"F(-480,-470) > 0"]
[null,"03:45:00",95,3,-470,-485,-470,20,0,0,0,0,null,null,0,"G-470 - F(-485,-470) < 0",857,"F(-485,-470) > 0"]
[null,"03:45:00",95,4,-470,-490,-470,20,0,0,0,0,null,null,0,"G-470 - F(-490,-470) < 0",857,"F(-490,-470) > 0"]
[null,"03:45:00",95,5,-470,-495,-470,20,0,0,0,0,null,null,0,"G-470 - F(-495,-470) < 0",857,"F(-495,-470) > 0"]
[null,"03:45:00",95,6,-470,-500,-470,20,0,0,0,0,null,null,0,"G-470 - F(-500,-470) < 0",857,"F(-500,-470) > 0"]
[null,"03:40:00",96,1,-475,-480,-475,20,0,0,0,0,{"$f":"MAX(K579:K584)","v":0},{"$f":"MAX(K579:K584)/$Q$1","v":0},0,"G-475 - F(-480,-475) < 0",857,"F(-480,-475) > 0"]
[null,"03:40:00",96,2,-475,-485,-475,20,0,0,0,0,null,null,0,"G-475 - F(-485,-475) < 0",857,"F(-485,-475) > 0"]
[null,"03:40:00",96,3,-475,-490,-475,20,0,0,0,0,null,null,0,"G-475 - F(-490,-475) < 0",857,"F(-490,-475) > 0"]
[null,"03:40:00",96,4,-475,-495,-475,20,0,0,0,0,null,null,0,"G-475 - F(-495,-475) < 0",857,"F(-495,-475) > 0"]
[null,"03:40:00",96,5,-475,-500,-475,20,0,0,0,0,null,null,0,"G-475 - F(-500,-475) < 0",857,"F(-500,-475) > 0"]
[null,"03:40:00",96,6,-475,-505,-475,20,0,0,0,0,null,null,0,"G-475 - F(-505,-475) < 0",857,"F(-505,-475) > 0"]
[null,"03:35:00",97,1,-480,-485,-480,20,0,0,0,{"$f":"O585/Q585","v":0},{"$f":"MAX(K585:K590)","v":0},{"$f":"MAX(K585:K590)/$Q$1","v":0},0,"G-480 - F(-485,-480) < 0",857,"F(-485,-480) > 0"]
[null,"03:35:00",97,2,-480,{"$f":"-(5*C586-5+5*D586)","v":-490},{"$f":"-(5*C586-5)","v":-480},20,0,{"$f":"I586-($J$1*I586)","v":0},{"$f":"IF((J586-H586) < 0, 0, J586-H586)","v":0},0,null,null,0,"G-480 - F(-490,-480) < 0",{"$f":"$Q$6","v":857},"F(-490,-480) > 0"]
[null,"03:35:00",97,3,-480,-495,-480,20,0,0,0,0,null,null,0,"G-480 - F(-495,-480) < 0",857,"F(-495,-480) > 0"]
[null,"03:35:00",97,4,-480,-500,-480,20,0,0,0,0,null,null,0,"G-480 - F(-500,-480) < 0",857,"F(-500,-480) > 0"]
[null,"03:35:00",97,5,-480,-505,-480,20,0,0,0,0,null,null,0,"G-480 - F(-505,-480) < 0",857,"F(-505,-480) > 0"]
[null,"03:35:00",97,6,-480,-510,-480,20,0,0,0,0,null,null,0,"G-480 - F(-510,-480) < 0",857,"F(-510,-480) > 0"]
[null,"03:30:00",98,1,-485,-490,-485,20,0,0,0,0,{"$f":"MAX(K591:K596)","v":0},{"$f":"MAX(K591:K596)/$Q$1","v":0},0,"G-485 - F(-490,-485) < 0",857,"F(-490,-485) > 0"]
[null,"03:30:00",98,2,-485,-495,-485,20,0,0,0,0,null,null,0,"G-485 - F(-495,-485) < 0",857,"F(-495,-485) > 0"]
[null,"03:30:00",98,3,-485,-500,-485,20,0,0,0,0,null,null,0,"G-485 - F(-500,-485) < 0",857,"F(-500,-485) > 0"]
[null,"03:30:00",98,4,-485,-505,-485,20,0,0,0,0,null,null,0,"G-485 - F(-505,-485) < 0",857,"F(-505,-485) > 0"]
[null,"03:30:00",98,5,-485,-510,-485,20,0,0,0,0,null,null,0,"G-485 - F(-510,-485) < 0",857,"F(-510,-485) > 0"]
[null,"03:30:00",98,6,-485,-515,-485,20,0,0,0,0,null,null,0,"G-485 - F(-515,-485) < 0",857,"F(-515,-485) > 0"]
[null,"03:25:00",99,1,-490,-495,-490,20,0,0,0,0,{"$f":"MAX(K597:K602)","v":0},{"$f":"MAX(K597:K602)/$Q$1","v":0},{"$f":"IF((H597-J597)<0, O598+1, O598)","v":0},"G-490 - F(-495,-490) < 0",857,"F(-495,-490) > 0"]
[null,"03:25:00",99,2,-490,-500,-490,20,0,0,0,0,null,null,0,"G-490 - F(-500,-490) < 0",857,"F(-500,-490) > 0"]
[null,"03:25:00",99,3,-490,-505,-490,20,0,0,0,0,null,null,0,"G-490 - F(-505,-490) < 0",857,"F(-505,-490) > 0"]
[null,"03:25:00",99,4,-490,-510,-490,20,0,0,0,0,null,null,0,"G-490 - F(-510,-490) < 0",857,"F(-510,-490) > 0"]
[null,"03:25:00",99,5,-490,-515,-490,20,0,0,0,0,null,null,0,"G-490 - F(-515,-490) < 0",857,"F(-515,-490) > 0"]
[null,"03:25:00",99,6,-490,-520,-490,20,0,0,0,0,null,null,0,"G-490 - F(-520,-490) < 0",857,"F(-520,-490) > 0"]
[null,"03:20:00",100,1,-495,-500,-495,20,0,0,0,0,{"$f":"MAX(K603:K608)","v":0},{"$f":"MAX(K603:K608)/$Q$1","v":0},0,"G-495 - F(-500,-495) < 0",857,"F(-500,-495) > 0"]
[null,"03:20:00",100,2,-495,-505,-495,20,0,0,0,0,null,null,0,"G-495 - F(-505,-495) < 0",857,"F(-505,-495) > 0"]
[null,"03:20:00",100,3,-495,-510,-495,20,0,0,0,0,null,null,0,"G-495 - F(-510,-495) < 0",857,"F(-510,-495) > 0"]
[null,"03:20:00",100,4,-495,-515,-495,20,0,0,0,0,null,null,0,"G-495 - F(-515,-495) < 0",857,"F(-515,-495) > 0"]
[null,"03:20:00",100,5,-495,-520,-495,20,0,0,0,0,null,null,0,"G-495 - F(-520,-495) < 0",857,"F(-520,-495) > 0"]
[null,"03:20:00",100,6,-495,-525,-495,20,0,0,0,0,null,null,0,"G-495 - F(-525,-495) < 0",857,"F(-525,-495) > 0"]
[null,"03:15:00",101,1,-500,-505,-500,20,0,0,0,0,{"$f":"MAX(K609:K614)","v":0},{"$f":"MAX(K609:K614)/$Q$1","v":0},0,"G-500 - F(-505,-500) < 0",857,"F(-505,-500) > 0"]
[null,"03:15:00",101,2,-500,-510,-500,20,0,0,0,0,null,null,0,"G-500 - F(-510,-500) < 0",857,"F(-510,-500) > 0"]
[null,"03:15:00",101,3,-500,-515,-500,20,0,0,0,0,null,null,0,"G-500 - F(-515,-500) < 0",857,"F(-515,-500) > 0"]
[null,"03:15:00",101,4,-500,-520,-500,20,0,0,0,0,null,null,0,"G-500 - F(-520,-500) < 0",857,"F(-520,-500) > 0"]
[null,"03:15:00",101,5,-500,-525,-500,20,0,0,0,0,null,null,0,"G-500 - F(-525,-500) < 0",857,"F(-525,-500) > 0"]
[null,"03:15:00",101,6,-500,-530,-500,20,0,0,0,0,null,null,0,"G-500 - F(-530,-500) < 0",857,"F(-530,-500) > 0"]
[null,"03:10:00",102,1,-505,-510,-505,20,0,0,0,0,{"$f":"MAX(K615:K620)","v":0},{"$f":"MAX(K615:K620)/$Q$1","v":0},0,"G-505 - F(-510,-505) < 0",857,"F(-510,-505) > 0"]
[null,"03:10:00",102,2,-505,-515,-505,20,0,0,0,0,null,null,0,"G-505 - F(-515,-505) < 0",857,"F(-515,-505) > 0"]
[null,"03:10:00",102,3,-505,-520,-505,20,0,0,0,0,null,null,0,"G-505 - F(-520,-505) < 0",857,"F(-520,-505) > 0"]
[null,"03:10:00",102,4,-505,-525,-505,20,0,0,0,0,null,null,0,"G-505 - F(-525,-505) < 0",857,"F(-525,-505) > 0"]
[null,"03:10:00",102,5,-505,-530,-505,20,0,0,0,0,null,null,0,"G-505 - F(-530,-505) < 0",857,"F(-530,-505) > 0"]
[null,"03:10:00",102,6,-505,-535,-505,20,0,0,0,0,null,null,0,"G-505 - F(-535,-505) < 0",857,"F(-535,-505) > 0"]
[null,"03:05:00",103,1,-510,-515,-510,20,0,0,0,0,{"$f":"MAX(K621:K626)","v":0},{"$f":"MAX(K621:K626)/$Q$1","v":0},0,"G-510 - F(-515,-510) < 0",857,"F(-515,-510) > 0"]
[null,"03:05:00",103,2,-510,-520,-510,20,0,0,0,0,null,null,0,"G-510 - F(-520,-510) < 0",857,"F(-520,-510) > 0"]
[null,"03:05:00",103,3,-510,-525,-510,20,0,0,0,0,null,null,0,"G-510 - F(-525,-510) < 0",857,"F(-525,-510) > 0"]
[null,"03:05:00",103,4,-510,-530,-510,20,0,0,0,0,null,null,0,"G-510 - F(-530,-510) < 0",857,"F(-530,-510) > 0"]
[null,"03:05:00",103,5,-510,-535,-510,20,0,0,0,0,null,null,0,"G-510 - F(-535,-510) < 0",857,"F(-535,-510) > 0"]
[null,"03:05:00",103,6,-510,-540,-510,20,0,0,0,0,null,null,0,"G-510 - F(-540,-510) < 0",857,"F(-540,-510) > 0"]
[null,"03:00:00",104,1,-515,-520,-515,20,0,0,0,0,{"$f":"MAX(K627:K632)","v":0},{"$f":"MAX(K627:K632)/$Q$1","v":0},0,"G-515 - F(-520,-515) < 0",857,"F(-520,-515) > 0"]
[null,"03:00:00",104,2,-515,-525,-515,20,0,0,0,0,null,null,0,"G-515 - F(-525,-515) < 0",857,"F(-525,-515) > 0"]
[null,"03:00:00",104,3,-515,-530,-515,20,0,0,0,0,null,null,0,"G-515 - F(-530,-515) < 0",857,"F(-530,-515) > 0"]
[null,"03:00:00",104,4,-515,-535,-515,20,0,0,0,0,null,null,0,"G-515 - F(-535,-515) < 0",857,"F(-535,-515) > 0"]
[null,"03:00:00",104,5,-515,-540,-515,20,0,0,0,0,null,null,0,"G-515 - F(-540,-515) < 0",857,"F(-540,-515) > 0"]
[null,"03:00:00",104,6,-515,-545,-515,20,0,0,0,0,null,null,0,"G-515 - F(-545,-515) < 0",857,"F(-545,-515) > 0"]
[null,"02:55:00",105,1,-520,-525,-520,20,0,0,0,0,{"$f":"MAX(K633:K638)","v":0},{"$f":"MAX(K633:K638)/$Q$1","v":0},0,"G-520 - F(-525,-520) < 0",857,"F(-525,-520) > 0"]
[null,"02:55:00",105,2,-520,-530,-520,20,0,0,0,0,null,null,0,"G-520 - F(-530,-520) < 0",857,"F(-530,-520) > 0"]
[null,"02:55:00",105,3,-520,-535,-520,20,0,0,0,0,null,null,0,"G-520 - F(-535,-520) < 0",857,"F(-535,-520) > 0"]
[null,"02:55:00",105,4,-520,-540,-520,20,0,0,0,0,null,null,0,"G-520 - F(-540,-520) < 0",857,"F(-540,-520) > 0"]
[null,"02:55:00",105,5,-520,-545,-520,20,0,0,0,0,null,null,0,"G-520 - F(-545,-520) < 0",857,"F(-545,-520) > 0"]
[null,"02:55:00",105,6,-520,-550,-520,20,0,0,0,0,null,null,0,"G-520 - F(-550,-520) < 0",857,"F(-550,-520) > 0"]
[null,"02:50:00",106,1,-525,-530,-525,20,0,0,0,0,{"$f":"MAX(K639:K644)","v":0},{"$f":"MAX(K639:K644)/$Q$1","v":0},0,"G-525 - F(-530,-525) < 0",857,"F(-530,-525) > 0"]
[null,"02:50:00",106,2,-525,-535,-525,20,0,0,0,0,null,null,0,"G-525 - F(-535,-525) < 0",857,"F(-535,-525) > 0"]
[null,"02:50:00",106,3,-525,-540,-525,20,0,0,0,0,null,null,0,"G-525 - F(-540,-525) < 0",857,"F(-540,-525) > 0"]
[null,"02:50:00",106,4,-525,-545,-525,20,0,0,0,0,null,null,0,"G-525 - F(-545,-525) < 0",857,"F(-545,-525) > 0"]
[null,"02:50:00",106,5,-525,-550,-525,20,0,0,0,0,null,null,0,"G-525 - F(-550,-525) < 0",857,"F(-550,-525) > 0"]
[null,"02:50:00",106,6,-525,-555,-525,20,0,0,0,0,null,null,0,"G-525 - F(-555,-525) < 0",857,"F(-555,-525) > 0"]
[null,"02:45:00",107,1,-530,-535,-530,20,0,0,0,0,{"$f":"MAX(K645:K650)","v":0},{"$f":"MAX(K645:K650)/$Q$1","v":0},0,"G-530 - F(-535,-530) < 0",857,"F(-535,-530) > 0"]
[null,"02:45:00",107,2,-530,-540,-530,20,0,0,0,0,null,null,0,"G-530 - F(-540,-530) < 0",857,"F(-540,-530) > 0"]
[null,"02:45:00",107,3,-530,-545,-530,20,0,0,0,0,null,null,0,"G-530 - F(-545,-530) < 0",857,"F(-545,-530) > 0"]
[null,"02:45:00",107,4,-530,-550,-530,20,0,0,0,0,null,null,0,"G-530 - F(-550,-530) < 0",857,"F(-550,-530) > 0"]
[null,"02:45:00",107,5,-530,-555,-530,20,0,0,0,{"$f":"O649/Q649","v":0},null,null,0,"G-530 - F(-555,-530) < 0",857,"F(-555,-530) > 0"]
[null,"02:45:00",107,6,-530,{"$f":"-(5*C650-5+5*D650)","v":-560},{"$f":"-(5*C650-5)","v":-530},20,0,{"$f":"I650-($J$1*I650)","v":0},{"$f":"IF((J650-H650) < 0, 0, J650-H650)","v":0},0,null,null,0,"G-530 - F(-560,-530) < 0",{"$f":"$Q$6","v":857},"F(-560,-530) > 0"]
[null,"02:40:00",108,1,-535,-540,-535,20,0,0,0,0,{"$f":"MAX(K651:K656)","v":0},{"$f":"MAX(K651:K656)/$Q$1","v":0},0,"G-535 - F(-540,-535) < 0",857,"F(-540,-535) > 0"]
[null,"02:40:00",108,2,-535,-545,-535,20,0,0,0,0,null,null,0,"G-535 - F(-545,-535) < 0",857,"F(-545,-535) > 0"]
[null,"02:40:00",108,3,-535,-550,-535,20,0,0,0,0,null,null,0,"G-535 - F(-550,-535) < 0",857,"F(-550,-535) > 0"]
[null,"02:40:00",108,4,-535,-555,-535,20,0,0,0,0,null,null,0,"G-535 - F(-555,-535) < 0",857,"F(-555,-535) > 0"]
[null,"02:40:00",108,5,-535,-560,-535,20,0,0,0,0,null,null,0,"G-535 - F(-560,-535) < 0",857,"F(-560,-535) > 0"]
[null,"02:40:00",108,6,-535,-565,-535,20,0,0,0,0,null,null,0,"G-535 - F(-565,-535) < 0",857,"F(-565,-535) > 0"]
[null,"02:35:00",109,1,-540,-545,-540,20,0,0,0,0,{"$f":"MAX(K657:K662)","v":0},{"$f":"MAX(K657:K662)/$Q$1","v":0},0,"G-540 - F(-545,-540) < 0",857,"F(-545,-540) > 0"]
[null,"02:35:00",109,2,-540,-550,-540,20,0,0,0,0,null,null,0,"G-540 - F(-550,-540) < 0",857,"F(-550,-540) > 0"]
[null,"02:35:00",109,3,-540,-555,-540,20,0,0,0,0,null,null,0,"G-540 - F(-555,-540) < 0",857,"F(-555,-540) > 0"]
[null,"02:35:00",109,4,-540,-560,-540,20,0,0,0,0,null,null,0,"G-540 - F(-560,-540) < 0",857,"F(-560,-540) > 0"]
[null,"02:35:00",109,5,-540,-565,-540,20,0,0,0,0,null,null,{"$f":"IF((H661-J661)<0, O662+1, O662)","v":0},"G-540 - F(-565,-540) < 0",857,"F(-565,-540) > 0"]
[null,"02:35:00",109,6,-540,-570,-540,20,0,0,0,0,null,null,0,"G-540 - F(-570,-540) < 0",857,"F(-570,-540) > 0"]
[null,"02:30:00",110,1,-545,-550,-545,20,0,0,0,0,{"$f":"MAX(K663:K668)","v":0},{"$f":"MAX(K663:K668)/$Q$1","v":0},0,"G-545 - F(-550,-545) < 0",857,"F(-550,-545) > 0"]
[null,"02:30:00",110,2,-545,-555,-545,20,0,0,0,0,null,null,0,"G-545 - F(-555,-545) < 0",857,"F(-555,-545) > 0"]
[null,"02:30:00",110,3,-545,-560,-545,20,0,0,0,0,null,null,0,"G-545 - F(-560,-545) < 0",857,"F(-560,-545) > 0"]
[null,"02:30:00",110,4,-545,-565,-545,20,0,0,0,0,null,null,0,"G-545 - F(-565,-545) < 0",857,"F(-565,-545) > 0"]
[null,"02:30:00",110,5,-545,-570,-545,20,0,0,0,0,null,null,0,"G-545 - F(-570,-545) < 0",857,"F(-570,-545) > 0"]
[null,"02:30:00",110,6,-545,-575,-545,20,0,0,0,0,null,null,0,"G-545 - F(-575,-545) < 0",857,"F(-575,-545) > 0"]
[null,"02:25:00",111,1,-550,-555,-550,20,0,0,0,0,{"$f":"MAX(K669:K674)","v":0},{"$f":"MAX(K669:K674)/$Q$1","v":0},0,"G-550 - F(-555,-550) < 0",857,"F(-555,-550) > 0"]
[null,"02:25:00",111,2,-550,-560,-550,20,0,0,0,0,null,null,0,"G-550 - F(-560,-550) < 0",857,"F(-560,-550) > 0"]
[null,"02:25:00",111,3,-550,-565,-550,20,0,0,0,0,null,null,0,"G-550 - F(-565,-550) < 0",857,"F(-565,-550) > 0"]
[null,"02:25:00",111,4,-550,-570,-550,20,0,0,0,0,null,null,0,"G-550 - F(-570,-550) < 0",857,"F(-570,-550) > 0"]
[null,"02:25:00",111,5,-550,-575,-550,20,0,0,0,0,null,null,0,"G-550 - F(-575,-550) < 0",857,"F(-575,-550) > 0"]
[null,"02:25:00",111,6,-550,-580,-550,20,0,0,0,0,null,null,0,"G-550 - F(-580,-550) < 0",857,"F(-580,-550) > 0"]
[null,"02:20:00",112,1,-555,-560,-555,20,0,0,0,0,{"$f":"MAX(K675:K680)","v":0},{"$f":"MAX(K675:K680)/$Q$1","v":0},0,"G-555 - F(-560,-555) < 0",857,"F(-560,-555) > 0"]
[null,"02:20:00",112,2,-555,-565,-555,20,0,0,0,0,null,null,0,"G-555 - F(-565,-555) < 0",857,"F(-565,-555) > 0"]
[null,"02:20:00",112,3,-555,-570,-555,20,0,0,0,0,null,null,0,"G-555 - F(-570,-555) < 0",857,"F(-570,-555) > 0"]
[null,"02:20:00",112,4,-555,-575,-555,20,0,0,0,0,null,null,0,"G-555 - F(-575,-555) < 0",857,"F(-575,-555) > 0"]
[null,"02:20:00",112,5,-555,-580,-555,20,0,0,0,0,null,null,0,"G-555 - F(-580,-555) < 0",857,"F(-580,-555) > 0"]
[null,"02:20:00",112,6,-555,-585,-555,20,0,0,0,0,null,null,0,"G-555 - F(-585,-555) < 0",857,"F(-585,-555) > 0"]
[null,"02:15:00",113,1,-560,-565,-560,20,0,0,0,0,{"$f":"MAX(K681:K686)","v":0},{"$f":"MAX(K681:K686)/$Q$1","v":0},0,"G-560 - F(-565,-560) < 0",857,"F(-565,-560) > 0"]
[null,"02:15:00",113,2,-560,-570,-560,20,0,0,0,0,null,null,0,"G-560 - F(-570,-560) < 0",857,"F(-570,-560) > 0"]
[null,"02:15:00",113,3,-560,-575,-560,20,0,0,0,0,null,null,0,"G-560 - F(-575,-560) < 0",857,"F(-575,-560) > 0"]
[null,"02:15:00",113,4,-560,-580,-560,20,0,0,0,0,null,null,0,"G-560 - F(-580,-560) < 0",857,"F(-580,-560) > 0"]
[null,"02:15:00",113,5,-560,-585,-560,20,0,0,0,0,null,null,0,"G-560 - F(-585,-560) < 0",857,"F(-585,-560) > 0"]
[null,"02:15:00",113,6,-560,-590,-560,20,0,0,0,0,null,null,0,"G-560 - F(-590,-560) < 0",857,"F(-590,-560) > 0"]
[null,"02:10:00",114,1,-565,-570,-565,20,0,0,0,0,{"$f":"MAX(K687:K692)","v":0},{"$f":"MAX(K687:K692)/$Q$1","v":0},0,"G-565 - F(-570,-565) < 0",857,"F(-570,-565) > 0"]
[null,"02:10:00",114,2,-565,-575,-565,20,0,0,0,0,null,null,0,"G-565 - F(-575,-565) < 0",857,"F(-575,-565) > 0"]
[null,"02:10:00",114,3,-565,-580,-565,20,0,0,0,0,null,null,0,"G-565 - F(-580,-565) < 0",857,"F(-580,-565) > 0"]
[null,"02:10:00",114,4,-565,-585,-565,20,0,0,0,0,null,null,0,"G-565 - F(-585,-565) < 0",857,"F(-585,-565) > 0"]
[null,"02:10:00",114,5,-565,-590,-565,20,0,0,0,0,null,null,0,"G-565 - F(-590,-565) < 0",857,"F(-590,-565) > 0"]
[null,"02:10:00",114,6,-565,-595,-565,20,0,0,0,0,null,null,0,"G-565 - F(-595,-565) < 0",857,"F(-595,-565) > 0"]
[null,"02:05:00",115,1,-570,-575,-570,20,0,0,0,0,{"$f":"MAX(K693:K698)","v":0},{"$f":"MAX(K693:K698)/$Q$1","v":0},0,"G-570 - F(-575,-570) < 0",857,"F(-575,-570) > 0"]
[null,"02:05:00",115,2,-570,-580,-570,20,0,0,0,0,null,null,0,"G-570 - F(-580,-570) < 0",857,"F(-580,-570) > 0"]
[null,"02:05:00",115,3,-570,-585,-570,20,0,0,0,0,null,null,0,"G-570 - F(-585,-570) < 0",857,"F(-585,-570) > 0"]
[null,"02:05:00",115,4,-570,-590,-570,20,0,0,0,0,null,null,0,"G-570 - F(-590,-570) < 0",857,"F(-590,-570) > 0"]
[null,"02:05:00",115,5,-570,-595,-570,20,0,0,0,0,null,null,0,"G-570 - F(-595,-570) < 0",857,"F(-595,-570) > 0"]
[null,"02:05:00",115,6,-570,-600,-570,20,0,0,0,0,null,null,0,"G-570 - F(-600,-570) < 0",857,"F(-600,-570) > 0"]
[null,"02:00:00",116,1,-575,-580,-575,20,0,0,0,0,{"$f":"MAX(K699:K704)","v":0},{"$f":"MAX(K699:K704)/$Q$1","v":0},0,"G-575 - F(-580,-575) < 0",857,"F(-580,-575) > 0"]
[null,"02:00:00",116,2,-575,-585,-575,20,0,0,0,0,null,null,0,"G-575 - F(-585,-575) < 0",857,"F(-585,-575) > 0"]
[null,"02:00:00",116,3,-575,-590,-575,20,0,0,0,0,null,null,0,"G-575 - F(-590,-575) < 0",857,"F(-590,-575) > 0"]
[null,"02:00:00",116,4,-575,-595,-575,20,0,0,0,0,null,null,0,"G-575 - F(-595,-575) < 0",857,"F(-595,-575) > 0"]
[null,"02:00:00",116,5,-575,-600,-575,20,0,0,0,0,null,null,0,"G-575 - F(-600,-575) < 0",857,"F(-600,-575) > 0"]
[null,"02:00:00",116,6,-575,-605,-575,20,0,0,0,0,null,null,0,"G-575 - F(-605,-575) < 0",857,"F(-605,-575) > 0"]
[null,"01:55:00",117,1,-580,-585,-580,20,0,0,0,0,{"$f":"MAX(K705:K710)","v":0},{"$f":"MAX(K705:K710)/$Q$1","v":0},0,"G-580 - F(-585,-580) < 0",857,"F(-585,-580) > 0"]
[null,"01:55:00",117,2,-580,-590,-580,20,0,0,0,0,null,null,0,"G-580 - F(-590,-580) < 0",857,"F(-590,-580) > 0"]
[null,"01:55:00",117,3,-580,-595,-580,20,0,0,0,0,null,null,0,"G-580 - F(-595,-580) < 0",857,"F(-595,-580) > 0"]
[null,"01:55:00",117,4,-580,-600,-580,20,0,0,0,0,null,null,0,"G-580 - F(-600,-580) < 0",857,"F(-600,-580) > 0"]
[null,"01:55:00",117,5,-580,-605,-580,20,0,0,0,0,null,null,0,"G-580 - F(-605,-580) < 0",857,"F(-605,-580) > 0"]
[null,"01:55:00",117,6,-580,-610,-580,20,0,0,0,0,null,null,0,"G-580 - F(-610,-580) < 0",857,"F(-610,-580) > 0"]
[null,"01:50:00",118,1,-585,-590,-585,20,0,0,0,0,{"$f":"MAX(K711:K716)","v":0},{"$f":"MAX(K711:K716)/$Q$1","v":0},0,"G-585 - F(-590,-585) < 0",857,"F(-590,-585) > 0"]
[null,"01:50:00",118,2,-585,-595,-585,20,0,0,0,0,null,null,0,"G-585 - F(-595,-585) < 0",857,"F(-595,-585) > 0"]
[null,"01:50:00",118,3,-585,-600,-585,20,0,0,0,{"$f":"O713/Q713","v":0},null,null,0,"G-585 - F(-600,-585) < 0",857,"F(-600,-585) > 0"]
[null,"01:50:00",118,4,-585,{"$f":"-(5*C714-5+5*D714)","v":-605},{"$f":"-(5*C714-5)","v":-585},20,0,{"$f":"I714-($J$1*I714)","v":0},{"$f":"IF((J714-H714) < 0, 0, J714-H714)","v":0},0,null,null,0,"G-585 - F(-605,-585) < 0",{"$f":"$Q$6","v":857},"F(-605,-585) > 0"]
[null,"01:50:00",118,5,-585,-610,-585,20,0,0,0,0,null,null,0,"G-585 - F(-610,-585) < 0",857,"F(-610,-585) > 0"]
[null,"01:50:00",118,6,-585,-615,-585,20,0,0,0,0,null,null,0,"G-585 - F(-615,-585) < 0",857,"F(-615,-585) > 0"]
[null,"01:45:00",119,1,-590,-595,-590,20,0,0,0,0,{"$f":"MAX(K717:K722)","v":0},{"$f":"MAX(K717:K722)/$Q$1","v":0},0,"G-590 - F(-595,-590) < 0",857,"F(-595,-590) > 0"]
[null,"01:45:00",119,2,-590,-600,-590,20,0,0,0,0,null,null,0,"G-590 - F(-600,-590) < 0",857,"F(-600,-590) > 0"]
[null,"01:45:00",119,3,-590,-605,-590,20,0,0,0,0,null,null,0,"G-590 - F(-605,-590) < 0",857,"F(-605,-590) > 0"]
[null,"01:45:00",119,4,-590,-610,-590,20,0,0,0,0,null,null,0,"G-590 - F(-610,-590) < 0",857,"F(-610,-590) > 0"]
[null,"01:45:00",119,5,-590,-615,-590,20,0,0,0,0,null,null,0,"G-590 - F(-615,-590) < 0",857,"F(-615,-590) > 0"]
[null,"01:45:00",119,6,-590,-620,-590,20,0,0,0,0,null,null,0,"G-590 - F(-620,-590) < 0",857,"F(-620,-590) > 0"]
[null,"01:40:00",120,1,-595,-600,-595,20,0,0,0,0,{"$f":"MAX(K723:K728)","v":0},{"$f":"MAX(K723:K728)/$Q$1","v":0},0,"G-595 - F(-600,-595) < 0",857,"F(-600,-595) > 0"]
[null,"01:40:00",120,2,-595,-605,-595,20,0,0,0,0,null,null,0,"G-595 - F(-605,-595) < 0",857,"F(-605,-595) > 0"]
[null,"01:40:00",120,3,-595,-610,-595,20,0,0,0,0,null,null,{"$f":"IF((H725-J725)<0, O726+1, O726)","v":0},"G-595 - F(-610,-595) < 0",857,"F(-610,-595) > 0"]
[null,"01:40:00",120,4,-595,-615,-595,20,0,0,0,0,null,null,0,"G-595 - F(-615,-595) < 0",857,"F(-615,-595) > 0"]
[null,"01:40:00",120,5,-595,-620,-595,20,0,0,0,0,null,null,0,"G-595 - F(-620,-595) < 0",857,"F(-620,-595) > 0"]
[null,"01:40:00",120,6,-595,-625,-595,20,0,0,0,0,null,null,0,"G-595 - F(-625,-595) < 0",857,"F(-625,-595) > 0"]
[null,"01:35:00",121,1,-600,-605,-600,20,0,0,0,0,{"$f":"MAX(K729:K734)","v":0},{"$f":"MAX(K729:K734)/$Q$1","v":0},0,"G-600 - F(-605,-600) < 0",857,"F(-605,-600) > 0"]
[null,"01:35:00",121,2,-600,-610,-600,20,0,0,0,0,null,null,0,"G-600 - F(-610,-600) < 0",857,"F(-610,-600) > 0"]
[null,"01:35:00",121,3,-600,-615,-600,20,0,0,0,0,null,null,0,"G-600 - F(-615,-600) < 0",857,"F(-615,-600) > 0"]
[null,"01:35:00",121,4,-600,-620,-600,20,0,0,0,0,null,null,0,"G-600 - F(-620,-600) < 0",857,"F(-620,-600) > 0"]
[null,"01:35:00",121,5,-600,-625,-600,20,0,0,0,0,null,null,0,"G-600 - F(-625,-600) < 0",857,"F(-625,-600) > 0"]
[null,"01:35:00",121,6,-600,-630,-600,20,0,0,0,0,null,null,0,"G-600 - F(-630,-600) < 0",857,"F(-630,-600) > 0"]
[null,"01:30:00",122,1,-605,-610,-605,20,0,0,0,0,{"$f":"MAX(K735:K740)","v":0},{"$f":"MAX(K735:K740)/$Q$1","v":0},0,"G-605 - F(-610,-605) < 0",857,"F(-610,-605) > 0"]
[null,"01:30:00",122,2,-605,-615,-605,20,0,0,0,0,null,null,0,"G-605 - F(-615,-605) < 0",857,"F(-615,-605) > 0"]
[null,"01:30:00",122,3,-605,-620,-605,20,0,0,0,0,null,null,0,"G-605 - F(-620,-605) < 0",857,"F(-620,-605) > 0"]
[null,"01:30:00",122,4,-605,-625,-605,20,0,0,0,0,null,null,0,"G-605 - F(-625,-605) < 0",857,"F(-625,-605) > 0"]
[null,"01:30:00",122,5,-605,-630,-605,20,0,0,0,0,null,null,0,"G-605 - F(-630,-605) < 0",857,"F(-630,-605) > 0"]
[null,"01:30:00",122,6,-605,-635,-605,20,0,0,0,0,null,null,0,"G-605 - F(-635,-605) < 0",857,"F(-635,-605) > 0"]
[null,"01:25:00",123,1,-610,-615,-610,20,0,0,0,0,{"$f":"MAX(K741:K746)","v":0},{"$f":"MAX(K741:K746)/$Q$1","v":0},0,"G-610 - F(-615,-610) < 0",857,"F(-615,-610) > 0"]
[null,"01:25:00",123,2,-610,-620,-610,20,0,0,0,0,null,null,0,"G-610 - F(-620,-610) < 0",857,"F(-620,-610) > 0"]
[null,"01:25:00",123,3,-610,-625,-610,20,0,0,0,0,null,null,0,"G-610 - F(-625,-610) < 0",857,"F(-625,-610) > 0"]
[null,"01:25:00",123,4,-610,-630,-610,20,0,0,0,0,null,null,0,"G-610 - F(-630,-610) < 0",857,"F(-630,-610) > 0"]
[null,"01:25:00",123,5,-610,-635,-610,20,0,0,0,0,null,null,0,"G-610 - F(-635,-610) < 0",857,"F(-635,-610) > 0"]
[null,"01:25:00",123,6,-610,-640,-610,20,0,0,0,0,null,null,0,"G-610 - F(-640,-610) < 0",857,"F(-640,-610) > 0"]
[null,"01:20:00",124,1,-615,-620,-615,20,0,0,0,0,{"$f":"MAX(K747:K752)","v":0},{"$f":"MAX(K747:K752)/$Q$1","v":0},0,"G-615 - F(-620,-615) < 0",857,"F(-620,-615) > 0"]
[null,"01:20:00",124,2,-615,-625,-615,20,0,0,0,0,null,null,0,"G-615 - F(-625,-615) < 0",857,"F(-625,-615) > 0"]
[null,"01:20:00",124,3,-615,-630,-615,20,0,0,0,0,null,null,0,"G-615 - F(-630,-615) < 0",857,"F(-630,-615) > 0"]
[null,"01:20:00",124,4,-615,-635,-615,20,0,0,0,0,null,null,0,"G-615 - F(-635,-615) < 0",857,"F(-635,-615) > 0"]
[null,"01:20:00",124,5,-615,-640,-615,20,0,0,0,0,null,null,0,"G-615 - F(-640,-615) < 0",857,"F(-640,-615) > 0"]
[null,"01:20:00",124,6,-615,-645,-615,20,0,0,0,0,null,null,0,"G-615 - F(-645,-615) < 0",857,"F(-645,-615) > 0"]
[null,"01:15:00",125,1,-620,-625,-620,20,0,0,0,0,{"$f":"MAX(K753:K758)","v":0},{"$f":"MAX(K753:K758)/$Q$1","v":0},0,"G-620 - F(-625,-620) < 0",857,"F(-625,-620) > 0"]
[null,"01:15:00",125,2,-620,-630,-620,20,0,0,0,0,null,null,0,"G-620 - F(-630,-620) < 0",857,"F(-630,-620) > 0"]
[null,"01:15:00",125,3,-620,-635,-620,20,0,0,0,0,null,null,0,"G-620 - F(-635,-620) < 0",857,"F(-635,-620) > 0"]
[null,"01:15:00",125,4,-620,-640,-620,20,0,0,0,0,null,null,0,"G-620 - F(-640,-620) < 0",857,"F(-640,-620) > 0"]
[null,"01:15:00",125,5,-620,-645,-620,20,0,0,0,0,null,null,0,"G-620 - F(-645,-620) < 0",857,"F(-645,-620) > 0"]
[null,"01:15:00",125,6,-620,-650,-620,20,0,0,0,0,null,null,0,"G-620 - F(-650,-620) < 0",857,"F(-650,-620) > 0"]
[null,"01:10:00",126,1,-625,-630,-625,20,0,0,0,0,{"$f":"MAX(K759:K764)","v":0},{"$f":"MAX(K759:K764)/$Q$1","v":0},0,"G-625 - F(-630,-625) < 0",857,"F(-630,-625) > 0"]
[null,"01:10:00",126,2,-625,-635,-625,20,0,0,0,0,null,null,0,"G-625 - F(-635,-625) < 0",857,"F(-635,-625) > 0"]
[null,"01:10:00",126,3,-625,-640,-625,20,0,0,0,0,null,null,0,"G-625 - F(-640,-625) < 0",857,"F(-640,-625) > 0"]
[null,"01:10:00",126,4,-625,-645,-625,20,0,0,0,0,null,null,0,"G-625 - F(-645,-625) < 0",857,"F(-645,-625) > 0"]
[null,"01:10:00",126,5,-625,-650,-625,20,0,0,0,0,null,null,0,"G-625 - F(-650,-625) < 0",857,"F(-650,-625) > 0"]
[null,"01:10:00",126,6,-625,-655,-625,20,0,0,0,0,null,null,0,"G-625 - F(-655,-625) < 0",857,"F(-655,-625) > 0"]
[null,"01:05:00",127,1,-630,-635,-630,20,0,0,0,0,{"$f":"MAX(K765:K770)","v":0},{"$f":"MAX(K765:K770)/$Q$1","v":0},0,"G-630 - F(-635,-630) < 0",857,"F(-635,-630) > 0"]
[null,"01:05:00",127,2,-630,-640,-630,20,0,0,0,0,null,null,0,"G-630 - F(-640,-630) < 0",857,"F(-640,-630) > 0"]
[null,"01:05:00",127,3,-630,-645,-630,20,0,0,0,0,null,null,0,"G-630 - F(-645,-630) < 0",857,"F(-645,-630) > 0"]
[null,"01:05:00",127,4,-630,-650,-630,20,0,0,0,0,null,null,0,"G-630 - F(-650,-630) < 0",857,"F(-650,-630) > 0"]
[null,"01:05:00",127,5,-630,-655,-630,20,0,0,0,0,null,null,0,"G-630 - F(-655,-630) < 0",857,"F(-655,-630) > 0"]
[null,"01:05:00",127,6,-630,-660,-630,20,0,0,0,0,null,null,0,"G-630 - F(-660,-630) < 0",857,"F(-660,-630) > 0"]
[null,"01:00:00",128,1,-635,-640,-635,20,0,0,0,0,{"$f":"MAX(K771:K776)","v":0},{"$f":"MAX(K771:K776)/$Q$1","v":0},0,"G-635 - F(-640,-635) < 0",857,"F(-640,-635) > 0"]
[null,"01:00:00",128,2,-635,-645,-635,20,0,0,0,0,null,null,0,"G-635 - F(-645,-635) < 0",857,"F(-645,-635) > 0"]
[null,"01:00:00",128,3,-635,-650,-635,20,0,0,0,0,null,null,0,"G-635 - F(-650,-635) < 0",857,"F(-650,-635) > 0"]
[null,"01:00:00",128,4,-635,-655,-635,20,0,0,0,0,null,null,0,"G-635 - F(-655,-635) < 0",857,"F(-655,-635) > 0"]
[null,"01:00:00",128,5,-635,-660,-635,20,0,0,0,0,null,null,0,"G-635 - F(-660,-635) < 0",857,"F(-660,-635) > 0"]
[null,"01:00:00",128,6,-635,-665,-635,20,0,0,0,0,null,null,0,"G-635 - F(-665,-635) < 0",857,"F(-665,-635) > 0"]
[null,"00:55:00",129,1,-640,-645,-640,20,0,0,0,{"$f":"O777/Q777","v":0},{"$f":"MAX(K777:K782)","v":0},{"$f":"MAX(K777:K782)/$Q$1","v":0},0,"G-640 - F(-645,-640) < 0",857,"F(-645,-640) > 0"]
[null,"00:55:00",129,2,-640,{"$f":"-(5*C778-5+5*D778)","v":-650},{"$f":"-(5*C778-5)","v":-640},20,0,{"$f":"I778-($J$1*I778)","v":0},{"$f":"IF((J778-H778) < 0, 0, J778-H778)","v":0},0,null,null,0,"G-640 - F(-650,-640) < 0",{"$f":"$Q$6","v":857},"F(-650,-640) > 0"]
[null,"00:55:00",129,3,-640,-655,-640,20,0,0,0,0,null,null,0,"G-640 - F(-655,-640) < 0",857,"F(-655,-640) > 0"]
[null,"00:55:00",129,4,-640,-660,-640,20,0,0,0,0,null,null,0,"G-640 - F(-660,-640) < 0",857,"F(-660,-640) > 0"]
[null,"00:55:00",129,5,-640,-665,-640,20,0,0,0,0,null,null,0,"G-640 - F(-665,-640) < 0",857,"F(-665,-640) > 0"]
[null,"00:55:00",129,6,-640,-670,-640,20,0,0,0,0,null,null,0,"G-640 - F(-670,-640) < 0",857,"F(-670,-640) > 0"]
[null,"00:50:00",130,1,-645,-650,-645,20,0,0,0,0,{"$f":"MAX(K783:K788)","v":0},{"$f":"MAX(K783:K788)/$Q$1","v":0},0,"G-645 - F(-650,-645) < 0",857,"F(-650,-645) > 0"]
[null,"00:50:00",130,2,-645,-655,-645,20,0,0,0,0,null,null,0,"G-645 - F(-655,-645) < 0",857,"F(-655,-645) > 0"]
[null,"00:50:00",130,3,-645,-660,-645,20,0,0,0,0,null,null,0,"G-645 - F(-660,-645) < 0",857,"F(-660,-645) > 0"]
[null,"00:50:00",130,4,-645,-665,-645,20,0,0,0,0,null,null,0,"G-645 - F(-665,-645) < 0",857,"F(-665,-645) > 0"]
[null,"00:50:00",130,5,-645,-670,-645,20,0,0,0,0,null,null,0,"G-645 - F(-670,-645) < 0",857,"F(-670,-645) > 0"]
[null,"00:50:00",130,6,-645,-675,-645,20,0,0,0,0,null,null,0,"G-645 - F(-675,-645) < 0",857,"F(-675,-645) > 0"]
[null,"00:45:00",131,1,-650,-655,-650,20,0,0,0,0,{"$f":"MAX(K789:K794)","v":0},{"$f":"MAX(K789:K794)/$Q$1","v":0},{"$f":"IF((H789-J789)<0, O790+1, O790)","v":0},"G-650 - F(-655,-650) < 0",857,"F(-655,-650) > 0"]
[null,"00:45:00",131,2,-650,-660,-650,20,0,0,0,0,null,null,0,"G-650 - F(-660,-650) < 0",857,"F(-660,-650) > 0"]
[null,"00:45:00",131,3,-650,-665,-650,20,0,0,0,0,null,null,0,"G-650 - F(-665,-650) < 0",857,"F(-665,-650) > 0"]
[null,"00:45:00",131,4,-650,-670,-650,20,0,0,0,0,null,null,0,"G-650 - F(-670,-650) < 0",857,"F(-670,-650) > 0"]
[null,"00:45:00",131,5,-650,-675,-650,20,0,0,0,0,null,null,0,"G-650 - F(-675,-650) < 0",857,"F(-675,-650) > 0"]
[null,"00:45:00",131,6,-650,-680,-650,20,0,0,0,0,null,null,0,"G-650 - F(-680,-650) < 0",857,"F(-680,-650) > 0"]
[null,"00:40:00",132,1,-655,-660,-655,20,0,0,0,0,{"$f":"MAX(K795:K800)","v":0},{"$f":"MAX(K795:K800)/$Q$1","v":0},0,"G-655 - F(-660,-655) < 0",857,"F(-660,-655) > 0"]
[null,"00:40:00",132,2,-655,-665,-655,20,0,0,0,0,null,null,0,"G-655 - F(-665,-655) < 0",857,"F(-665,-655) > 0"]
[null,"00:40:00",132,3,-655,-670,-655,20,0,0,0,0,null,null,0,"G-655 - F(-670,-655) < 0",857,"F(-670,-655) > 0"]
[null,"00:40:00",132,4,-655,-675,-655,20,0,0,0,0,null,null,0,"G-655 - F(-675,-655) < 0",857,"F(-675,-655) > 0"]
[null,"00:40:00",132,5,-655,-680,-655,20,0,0,0,0,null,null,0,"G-655 - F(-680,-655) < 0",857,"F(-680,-655) > 0"]
[null,"00:40:00",132,6,-655,-685,-655,20,0,0,0,0,null,null,0,"G-655 - F(-685,-655) < 0",857,"F(-685,-655) > 0"]
[null,"00:35:00",133,1,-660,-665,-660,20,0,0,0,0,{"$f":"MAX(K801:K806)","v":0},{"$f":"MAX(K801:K806)/$Q$1","v":0},0,"G-660 - F(-665,-660) < 0",857,"F(-665,-660) > 0"]
[null,"00:35:00",133,2,-660,-670,-660,20,0,0,0,0,null,null,0,"G-660 - F(-670,-660) < 0",857,"F(-670,-660) > 0"]
[null,"00:35:00",133,3,-660,-675,-660,20,0,0,0,0,null,null,0,"G-660 - F(-675,-660) < 0",857,"F(-675,-660) > 0"]
[null,"00:35:00",133,4,-660,-680,-660,20,0,0,0,0,null,null,0,"G-660 - F(-680,-660) < 0",857,"F(-680,-660) > 0"]
[null,"00:35:00",133,5,-660,-685,-660,20,0,0,0,0,null,null,0,"G-660 - F(-685,-660) < 0",857,"F(-685,-660) > 0"]
[null,"00:35:00",133,6,-660,-690,-660,20,0,0,0,0,null,null,0,"G-660 - F(-690,-660) < 0",857,"F(-690,-660) > 0"]
[null,"00:30:00",134,1,-665,-670,-665,20,0,0,0,0,{"$f":"MAX(K807:K812)","v":0},{"$f":"MAX(K807:K812)/$Q$1","v":0},0,"G-665 - F(-670,-665) < 0",857,"F(-670,-665) > 0"]
[null,"00:30:00",134,2,-665,-675,-665,20,0,0,0,0,null,null,0,"G-665 - F(-675,-665) < 0",857,"F(-675,-665) > 0"]
[null,"00:30:00",134,3,-665,-680,-665,20,0,0,0,0,null,null,0,"G-665 - F(-680,-665) < 0",857,"F(-680,-665) > 0"]
[null,"00:30:00",134,4,-665,-685,-665,20,0,0,0,0,null,null,0,"G-665 - F(-685,-665) < 0",857,"F(-685,-665) > 0"]
[null,"00:30:00",134,5,-665,-690,-665,20,0,0,0,0,null,null,0,"G-665 - F(-690,-665) < 0",857,"F(-690,-665) > 0"]
[null,"00:30:00",134,6,-665,-695,-665,20,0,0,0,0,null,null,0,"G-665 - F(-695,-665) < 0",857,"F(-695,-665) > 0"]
[null,"00:25:00",135,1,-670,-675,-670,20,0,0,0,0,{"$f":"MAX(K813:K818)","v":0},{"$f":"MAX(K813:K818)/$Q$1","v":0},0,"G-670 - F(-675,-670) < 0",857,"F(-675,-670) > 0"]
[null,"00:25:00",135,2,-670,-680,-670,20,0,0,0,0,null,null,0,"G-670 - F(-680,-670) < 0",857,"F(-680,-670) > 0"]
[null,"00:25:00",135,3,-670,-685,-670,20,0,0,0,0,null,null,0,"G-670 - F(-685,-670) < 0",857,"F(-685,-670) > 0"]
[null,"00:25:00",135,4,-670,-690,-670,20,0,0,0,0,null,null,0,"G-670 - F(-690,-670) < 0",857,"F(-690,-670) > 0"]
[null,"00:25:00",135,5,-670,-695,-670,20,0,0,0,0,null,null,0,"G-670 - F(-695,-670) < 0",857,"F(-695,-670) > 0"]
[null,"00:25:00",135,6,-670,-700,-670,20,0,0,0,0,null,null,0,"G-670 - F(-700,-670) < 0",857,"F(-700,-670) > 0"]
[null,"00:20:00",136,1,-675,-680,-675,20,0,0,0,0,{"$f":"MAX(K819:K824)","v":0},{"$f":"MAX(K819:K824)/$Q$1","v":0},0,"G-675 - F(-680,-675) < 0",857,"F(-680,-675) > 0"]
[null,"00:20:00",136,2,-675,-685,-675,20,0,0,0,0,null,null,0,"G-675 - F(-685,-675) < 0",857,"F(-685,-675) > 0"]
[null,"00:20:00",136,3,-675,-690,-675,20,0,0,0,0,null,null,0,"G-675 - F(-690,-675) < 0",857,"F(-690,-675) > 0"]
[null,"00:20:00",136,4,-675,-695,-675,20,0,0,0,0,null,null,0,"G-675 - F(-695,-675) < 0",857,"F(-695,-675) > 0"]
[null,"00:20:00",136,5,-675,-700,-675,20,0,0,0,0,null,null,0,"G-675 - F(-700,-675) < 0",857,"F(-700,-675) > 0"]
[null,"00:20:00",136,6,-675,-705,-675,20,0,0,0,0,null,null,0,"G-675 - F(-705,-675) < 0",857,"F(-705,-675) > 0"]
[null,"00:15:00",137,1,-680,-685,-680,20,0,0,0,0,{"$f":"MAX(K825:K830)","v":0},{"$f":"MAX(K825:K830)/$Q$1","v":0},0,"G-680 - F(-685,-680) < 0",857,"F(-685,-680) > 0"]
[null,"00:15:00",137,2,-680,-690,-680,20,0,0,0,0,null,null,0,"G-680 - F(-690,-680) < 0",857,"F(-690,-680) > 0"]
[null,"00:15:00",137,3,-680,-695,-680,20,0,0,0,0,null,null,0,"G-680 - F(-695,-680) < 0",857,"F(-695,-680) > 0"]
[null,"00:15:00",137,4,-680,-700,-680,20,0,0,0,0,null,null,0,"G-680 - F(-700,-680) < 0",857,"F(-700,-680) > 0"]
[null,"00:15:00",137,5,-680,-705,-680,20,0,0,0,0,null,null,0,"G-680 - F(-705,-680) < 0",857,"F(-705,-680) > 0"]
[null,"00:15:00",137,6,-680,-710,-680,20,0,0,0,0,null,null,0,"G-680 - F(-710,-680) < 0",857,"F(-710,-680) > 0"]
[null,"00:10:00",138,1,-685,-690,-685,20,0,0,0,0,{"$f":"MAX(K831:K836)","v":0},{"$f":"MAX(K831:K836)/$Q$1","v":0},0,"G-685 - F(-690,-685) < 0",857,"F(-690,-685) > 0"]
[null,"00:10:00",138,2,-685,-695,-685,20,0,0,0,0,null,null,0,"G-685 - F(-695,-685) < 0",857,"F(-695,-685) > 0"]
[null,"00:10:00",138,3,-685,-700,-685,20,0,0,0,0,null,null,0,"G-685 - F(-700,-685) < 0",857,"F(-700,-685) > 0"]
[null,"00:10:00",138,4,-685,-705,-685,20,0,0,0,0,null,null,0,"G-685 - F(-705,-685) < 0",857,"F(-705,-685) > 0"]
[null,"00:10:00",138,5,-685,-710,-685,20,0,0,0,0,null,null,0,"G-685 - F(-710,-685) < 0",857,"F(-710,-685) > 0"]
[null,"00:10:00",138,6,-685,-715,-685,20,0,0,0,0,null,null,0,"G-685 - F(-715,-685) < 0",857,"F(-715,-685) > 0"]
[null,"00:05:00",139,1,-690,-695,-690,20,0,0,0,0,{"$f":"MAX(K837:K842)","v":0},{"$f":"MAX(K837:K842)/$Q$1","v":0},0,"G-690 - F(-695,-690) < 0",857,"F(-695,-690) > 0"]
[null,"00:05:00",139,2,-690,-700,-690,20,0,0,0,0,null,null,0,"G-690 - F(-700,-690) < 0",857,"F(-700,-690) > 0"]
[null,"00:05:00",139,3,-690,-705,-690,20,0,0,0,0,null,null,0,"G-690 - F(-705,-690) < 0",857,"F(-705,-690) > 0"]
[null,"00:05:00",139,4,-690,-710,-690,20,0,0,0,0,null,null,0,"G-690 - F(-710,-690) < 0",857,"F(-710,-690) > 0"]
[null,"00:05:00",139,5,-690,-715,-690,20,0,0,0,{"$f":"O841/Q841","v":0},null,null,0,"G-690 - F(-715,-690) < 0",857,"F(-715,-690) > 0"]
[null,"00:05:00",139,6,-690,{"$f":"-(5*C842-5+5*D842)","v":-720},{"$f":"-(5*C842-5)","v":-690},20,0,{"$f":"I842-($J$1*I842)","v":0},{"$f":"IF((J842-H842) < 0, 0, J842-H842)","v":0},0,null,null,0,"G-690 - F(-720,-690) < 0",{"$f":"$Q$6","v":857},"F(-720,-690) > 0"]
[null,"00:00:00",140,1,-695,-700,-695,20,0,0,0,0,{"$f":"MAX(K843:K848)","v":0},{"$f":"MAX(K843:K848)/$Q$1","v":0},0,"G-695 - F(-700,-695) < 0",857,"F(-700,-695) > 0"]
[null,"00:00:00",140,2,-695,-705,-695,20,0,0,0,0,null,null,0,"G-695 - F(-705,-695) < 0",857,"F(-705,-695) > 0"]
[null,"00:00:00",140,3,-695,-710,-695,20,0,0,0,0,null,null,0,"G-695 - F(-710,-695) < 0",857,"F(-710,-695) > 0"]
[null,"00:00:00",140,4,-695,-715,-695,20,0,0,0,0,null,null,0,"G-695 - F(-715,-695) < 0",857,"F(-715,-695) > 0"]
[null,"00:00:00",140,5,-695,-720,-695,20,0,0,0,0,null,null,0,"G-695 - F(-720,-695) < 0",857,"F(-720,-695) > 0"]
[null,"00:00:00",140,6,-695,-725,-695,20,0,0,0,0,null,null,0,"G-695 - F(-725,-695) < 0",857,"F(-725,-695) > 0"]
[null,"23:55:00",141,1,-700,-705,-700,20,0,0,0,0,{"$f":"MAX(K849:K854)","v":0},{"$f":"MAX(K849:K854)/$Q$1","v":0},0,"G-700 - F(-705,-700) < 0",857,"F(-705,-700) > 0"]
[null,"23:55:00",141,2,-700,-710,-700,20,0,0,0,0,null,null,0,"G-700 - F(-710,-700) < 0",857,"F(-710,-700) > 0"]
[null,"23:55:00",141,3,-700,-715,-700,20,0,0,0,0,null,null,0,"G-700 - F(-715,-700) < 0",857,"F(-715,-700) > 0"]
[null,"23:55:00",141,4,-700,-720,-700,20,0,0,0,0,null,null,0,"G-700 - F(-720,-700) < 0",857,"F(-720,-700) > 0"]
[null,"23:55:00",141,5,-700,-725,-700,20,0,0,0,0,null,null,{"$f":"IF((H853-J853)<0, O854+1, O854)","v":0},"G-700 - F(-725,-700) < 0",857,"F(-725,-700) > 0"]
[null,"23:55:00",141,6,-700,-730,-700,20,0,0,0,0,null,null,0,"G-700 - F(-730,-700) < 0",857,"F(-730,-700) > 0"]
[null,"23:50:00",142,1,-705,-710,-705,20,0,0,0,0,{"$f":"MAX(K855:K860)","v":0},{"$f":"MAX(K855:K860)/$Q$1","v":0},0,"G-705 - F(-710,-705) < 0",857,"F(-710,-705) > 0"]
[null,"23:50:00",142,2,-705,-715,-705,20,0,0,0,0,null,null,0,"G-705 - F(-715,-705) < 0",857,"F(-715,-705) > 0"]
[null,"23:50:00",142,3,-705,-720,-705,20,0,0,0,0,null,null,0,"G-705 - F(-720,-705) < 0",857,"F(-720,-705) > 0"]
[null,"23:50:00",142,4,-705,-725,-705,20,0,0,0,0,null,null,0,"G-705 - F(-725,-705) < 0",857,"F(-725,-705) > 0"]
[null,"23:50:00",142,5,-705,-730,-705,20,0,0,0,0,null,null,0,"G-705 - F(-730,-705) < 0",857,"F(-730,-705) > 0"]
[null,"23:50:00",142,6,-705,-735,-705,20,0,0,0,0,null,null,0,"G-705 - F(-735,-705) < 0",857,"F(-735,-705) > 0"]
[null,"23:45:00",143,1,-710,-715,-710,20,0,0,0,0,{"$f":"MAX(K861:K866)","v":0},{"$f":"MAX(K861:K866)/$Q$1","v":0},0,"G-710 - F(-715,-710) < 0",857,"F(-715,-710) > 0"]
[null,"23:45:00",143,2,-710,-720,-710,20,0,0,0,0,null,null,0,"G-710 - F(-720,-710) < 0",857,"F(-720,-710) > 0"]
[null,"23:45:00",143,3,-710,-725,-710,20,0,0,0,0,null,null,0,"G-710 - F(-725,-710) < 0",857,"F(-725,-710) > 0"]
[null,"23:45:00",143,4,-710,-730,-710,20,0,0,0,0,null,null,0,"G-710 - F(-730,-710) < 0",857,"F(-730,-710) > 0"]
[null,"23:45:00",143,5,-710,-735,-710,20,0,0,0,0,null,null,0,"G-710 - F(-735,-710) < 0",857,"F(-735,-710) > 0"]
[null,"23:45:00",143,6,-710,-740,-710,20,0,0,0,0,null,null,0,"G-710 - F(-740,-710) < 0",857,"F(-740,-710) > 0"]
[null,"23:40:00",144,1,-715,-720,-715,20,0,0,0,0,{"$f":"MAX(K867:K872)","v":0},{"$f":"MAX(K867:K872)/$Q$1","v":0},0,"G-715 - F(-720,-715) < 0",857,"F(-720,-715) > 0"]
[null,"23:40:00",144,2,-715,-725,-715,20,0,0,0,0,null,null,0,"G-715 - F(-725,-715) < 0",857,"F(-725,-715) > 0"]
[null,"23:40:00",144,3,-715,-730,-715,20,0,0,0,0,null,null,0,"G-715 - F(-730,-715) < 0",857,"F(-730,-715) > 0"]
[null,"23:40:00",144,4,-715,-735,-715,20,0,0,0,0,null,null,0,"G-715 - F(-735,-715) < 0",857,"F(-735,-715) > 0"]
[null,"23:40:00",144,5,-715,-740,-715,20,0,0,0,0,null,null,0,"G-715 - F(-740,-715) < 0",857,"F(-740,-715) > 0"]
[null,"23:40:00",144,6,-715,-745,-715,20,0,0,0,0,null,null,0,"G-715 - F(-745,-715) < 0",857,"F(-745,-715) > 0"]
[null,"23:35:00",145,1,-720,-725,-720,20,0,0,0,0,{"$f":"MAX(K873:K878)","v":0},{"$f":"MAX(K873:K878)/$Q$1","v":0},0,"G-720 - F(-725,-720) < 0",857,"F(-725,-720) > 0"]
[null,"23:35:00",145,2,-720,-730,-720,20,0,0,0,0,null,null,0,"G-720 - F(-730,-720) < 0",857,"F(-730,-720) > 0"]
[null,"23:35:00",145,3,-720,-735,-720,20,0,0,0,0,null,null,0,"G-720 - F(-735,-720) < 0",857,"F(-735,-720) > 0"]
[null,"23:35:00",145,4,-720,-740,-720,20,0,0,0,0,null,null,0,"G-720 - F(-740,-720) < 0",857,"F(-740,-720) > 0"]
[null,"23:35:00",145,5,-720,-745,-720,20,0,0,0,0,null,null,0,"G-720 - F(-745,-720) < 0",857,"F(-745,-720) > 0"]
[null,"23:35:00",145,6,-720,-750,-720,20,0,0,0,0,null,null,0,"G-720 - F(-750,-720) < 0",857,"F(-750,-720) > 0"]
[null,"23:30:00",146,1,-725,-730,-725,20,0,0,0,0,{"$f":"MAX(K879:K884)","v":0},{"$f":"MAX(K879:K884)/$Q$1","v":0},0,"G-725 - F(-730,-725) < 0",857,"F(-730,-725) > 0"]
[null,"23:30:00",146,2,-725,-735,-725,20,0,0,0,0,null,null,0,"G-725 - F(-735,-725) < 0",857,"F(-735,-725) > 0"]
[null,"23:30:00",146,3,-725,-740,-725,20,0,0,0,0,null,null,0,"G-725 - F(-740,-725) < 0",857,"F(-740,-725) > 0"]
[null,"23:30:00",146,4,-725,-745,-725,20,0,0,0,0,null,null,0,"G-725 - F(-745,-725) < 0",857,"F(-745,-725) > 0"]
[null,"23:30:00",146,5,-725,-750,-725,20,0,0,0,0,null,null,0,"G-725 - F(-750,-725) < 0",857,"F(-750,-725) > 0"]
[null,"23:30:00",146,6,-725,-755,-725,20,0,0,0,0,null,null,0,"G-725 - F(-755,-725) < 0",857,"F(-755,-725) > 0"]
[null,"23:25:00",147,1,-730,-735,-730,20,0,0,0,0,{"$f":"MAX(K885:K890)","v":0},{"$f":"MAX(K885:K890)/$Q$1","v":0},0,"G-730 - F(-735,-730) < 0",857,"F(-735,-730) > 0"]
[null,"23:25:00",147,2,-730,-740,-730,20,0,0,0,0,null,null,0,"G-730 - F(-740,-730) < 0",857,"F(-740,-730) > 0"]
[null,"23:25:00",147,3,-730,-745,-730,20,0,0,0,0,null,null,0,"G-730 - F(-745,-730) < 0",857,"F(-745,-730) > 0"]
[null,"23:25:00",147,4,-730,-750,-730,20,0,0,0,0,null,null,0,"G-730 - F(-750,-730) < 0",857,"F(-750,-730) > 0"]
[null,"23:25:00",147,5,-730,-755,-730,20,0,0,0,0,null,null,0,"G-730 - F(-755,-730) < 0",857,"F(-755,-730) > 0"]
[null,"23:25:00",147,6,-730,-760,-730,20,0,0,0,0,null,null,0,"G-730 - F(-760,-730) < 0",857,"F(-760,-730) > 0"]
[null,"23:20:00",148,1,-735,-740,-735,20,0,0,0,0,{"$f":"MAX(K891:K896)","v":0},{"$f":"MAX(K891:K896)/$Q$1","v":0},0,"G-735 - F(-740,-735) < 0",857,"F(-740,-735) > 0"]
[null,"23:20:00",148,2,-735,-745,-735,20,0,0,0,0,null,null,0,"G-735 - F(-745,-735) < 0",857,"F(-745,-735) > 0"]
[null,"23:20:00",148,3,-735,-750,-735,20,0,0,0,0,null,null,0,"G-735 - F(-750,-735) < 0",857,"F(-750,-735) > 0"]
[null,"23:20:00",148,4,-735,-755,-735,20,0,0,0,0,null,null,0,"G-735 - F(-755,-735) < 0",857,"F(-755,-735) > 0"]
[null,"23:20:00",148,5,-735,-760,-735,20,0,0,0,0,null,null,0,"G-735 - F(-760,-735) < 0",857,"F(-760,-735) > 0"]
[null,"23:20:00",148,6,-735,-765,-735,20,0,0,0,0,null,null,0,"G-735 - F(-765,-735) < 0",857,"F(-765,-735) > 0"]
[null,"23:15:00",149,1,-740,-745,-740,20,0,0,0,0,{"$f":"MAX(K897:K902)","v":0},{"$f":"MAX(K897:K902)/$Q$1","v":0},0,"G-740 - F(-745,-740) < 0",857,"F(-745,-740) > 0"]
[null,"23:15:00",149,2,-740,-750,-740,20,0,0,0,0,null,null,0,"G-740 - F(-750,-740) < 0",857,"F(-750,-740) > 0"]
[null,"23:15:00",149,3,-740,-755,-740,20,0,0,0,0,null,null,0,"G-740 - F(-755,-740) < 0",857,"F(-755,-740) > 0"]
[null,"23:15:00",149,4,-740,-760,-740,20,0,0,0,0,null,null,0,"G-740 - F(-760,-740) < 0",857,"F(-760,-740) > 0"]
[null,"23:15:00",149,5,-740,-765,-740,20,0,0,0,0,null,null,0,"G-740 - F(-765,-740) < 0",857,"F(-765,-740) > 0"]
[null,"23:15:00",149,6,-740,-770,-740,20,0,0,0,0,null,null,0,"G-740 - F(-770,-740) < 0",857,"F(-770,-740) > 0"]
[null,"23:10:00",150,1,-745,-750,-745,20,0,0,0,0,{"$f":"MAX(K903:K908)","v":0},{"$f":"MAX(K903:K908)/$Q$1","v":0},0,"G-745 - F(-750,-745) < 0",857,"F(-750,-745) > 0"]
[null,"23:10:00",150,2,-745,-755,-745,20,0,0,0,0,null,null,0,"G-745 - F(-755,-745) < 0",857,"F(-755,-745) > 0"]
[null,"23:10:00",150,3,-745,-760,-745,20,0,0,0,{"$f":"O905/Q905","v":0},null,null,0,"G-745 - F(-760,-745) < 0",857,"F(-760,-745) > 0"]
[null,"23:10:00",150,4,-745,{"$f":"-(5*C906-5+5*D906)","v":-765},{"$f":"-(5*C906-5)","v":-745},20,0,{"$f":"I906-($J$1*I906)","v":0},{"$f":"IF((J906-H906) < 0, 0, J906-H906)","v":0},0,null,null,0,"G-745 - F(-765,-745) < 0",{"$f":"$Q$6","v":857},"F(-765,-745) > 0"]
[null,"23:10:00",150,5,-745,-770,-745,20,0,0,0,0,null,null,0,"G-745 - F(-770,-745) < 0",857,"F(-770,-745) > 0"]
[null,"23:10:00",150,6,-745,-775,-745,20,0,0,0,0,null,null,0,"G-745 - F(-775,-745) < 0",857,"F(-775,-745) > 0"]
[null,"23:05:00",151,1,-750,-755,-750,20,0,0,0,0,{"$f":"MAX(K909:K914)","v":0},{"$f":"MAX(K909:K914)/$Q$1","v":0},0,"G-750 - F(-755,-750) < 0",857,"F(-755,-750) > 0"]
[null,"23:05:00",151,2,-750,-760,-750,20,0,0,0,0,null,null,0,"G-750 - F(-760,-750) < 0",857,"F(-760,-750) > 0"]
[null,"23:05:00",151,3,-750,-765,-750,20,0,0,0,0,null,null,0,"G-750 - F(-765,-750) < 0",857,"F(-765,-750) > 0"]
[null,"23:05:00",151,4,-750,-770,-750,20,0,0,0,0,null,null,0,"G-750 - F(-770,-750) < 0",857,"F(-770,-750) > 0"]
[null,"23:05:00",151,5,-750,-775,-750,20,0,0,0,0,null,null,0,"G-750 - F(-775,-750) < 0",857,"F(-775,-750) > 0"]
[null,"23:05:00",151,6,-750,-780,-750,20,0,0,0,0,null,null,0,"G-750 - F(-780,-750) < 0",857,"F(-780,-750) > 0"]
[null,"23:00:00",152,1,-755,-760,-755,20,0,0,0,0,{"$f":"MAX(K915:K920)","v":0},{"$f":"MAX(K915:K920)/$Q$1","v":0},0,"G-755 - F(-760,-755) < 0",857,"F(-760,-755) > 0"]
[null,"23:00:00",152,2,-755,-765,-755,20,0,0,0,0,null,null,0,"G-755 - F(-765,-755) < 0",857,"F(-765,-755) > 0"]
[null,"23:00:00",152,3,-755,-770,-755,20,0,0,0,0,null,null,{"$f":"IF((H917-J917)<0, O918+1, O918)","v":0},"G-755 - F(-770,-755) < 0",857,"F(-770,-755) > 0"]
[null,"23:00:00",152,4,-755,-775,-755,20,0,0,0,0,null,null,0,"G-755 - F(-775,-755) < 0",857,"F(-775,-755) > 0"]
[null,"23:00:00",152,5,-755,-780,-755,20,0,0,0,0,null,null,0,"G-755 - F(-780,-755) < 0",857,"F(-780,-755) > 0"]
[null,"23:00:00",152,6,-755,-785,-755,20,0,0,0,0,null,null,0,"G-755 - F(-785,-755) < 0",857,"F(-785,-755) > 0"]
[null,"22:55:00",153,1,-760,-765,-760,20,0,0,0,0,{"$f":"MAX(K921:K926)","v":0},{"$f":"MAX(K921:K926)/$Q$1","v":0},0,"G-760 - F(-765,-760) < 0",857,"F(-765,-760) > 0"]
[null,"22:55:00",153,2,-760,-770,-760,20,0,0,0,0,null,null,0,"G-760 - F(-770,-760) < 0",857,"F(-770,-760) > 0"]
[null,"22:55:00",153,3,-760,-775,-760,20,0,0,0,0,null,null,0,"G-760 - F(-775,-760) < 0",857,"F(-775,-760) > 0"]
[null,"22:55:00",153,4,-760,-780,-760,20,0,0,0,0,null,null,0,"G-760 - F(-780,-760) < 0",857,"F(-780,-760) > 0"]
[null,"22:55:00",153,5,-760,-785,-760,20,0,0,0,0,null,null,0,"G-760 - F(-785,-760) < 0",857,"F(-785,-760) > 0"]
[null,"22:55:00",153,6,-760,-790,-760,20,0,0,0,0,null,null,0,"G-760 - F(-790,-760) < 0",857,"F(-790,-760) > 0"]
[null,"22:50:00",154,1,-765,-770,-765,20,0,0,0,0,{"$f":"MAX(K927:K932)","v":0},{"$f":"MAX(K927:K932)/$Q$1","v":0},0,"G-765 - F(-770,-765) < 0",857,"F(-770,-765) > 0"]
[null,"22:50:00",154,2,-765,-775,-765,20,0,0,0,0,null,null,0,"G-765 - F(-775,-765) < 0",857,"F(-775,-765) > 0"]
[null,"22:50:00",154,3,-765,-780,-765,20,0,0,0,0,null,null,0,"G-765 - F(-780,-765) < 0",857,"F(-780,-765) > 0"]
[null,"22:50:00",154,4,-765,-785,-765,20,0,0,0,0,null,null,0,"G-765 - F(-785,-765) < 0",857,"F(-785,-765) > 0"]
[null,"22:50:00",154,5,-765,-790,-765,20,0,0,0,0,null,null,0,"G-765 - F(-790,-765) < 0",857,"F(-790,-765) > 0"]
[null,"22:50:00",154,6,-765,-795,-765,20,0,0,0,0,null,null,0,"G-765 - F(-795,-765) < 0",857,"F(-795,-765) > 0"]
[null,"22:45:00",155,1,-770,-775,-770,20,0,0,0,0,{"$f":"MAX(K933:K938)","v":0},{"$f":"MAX(K933:K938)/$Q$1","v":0},0,"G-770 - F(-775,-770) < 0",857,"F(-775,-770) > 0"]
[null,"22:45:00",155,2,-770,-780,-770,20,0,0,0,0,null,null,0,"G-770 - F(-780,-770) < 0",857,"F(-780,-770) > 0"]
[null,"22:45:00",155,3,-770,-785,-770,20,0,0,0,0,null,null,0,"G-770 - F(-785,-770) < 0",857,"F(-785,-770) > 0"]
[null,"22:45:00",155,4,-770,-790,-770,20,0,0,0,0,null,null,0,"G-770 - F(-790,-770) < 0",857,"F(-790,-770) > 0"]
[null,"22:45:00",155,5,-770,-795,-770,20,0,0,0,0,null,null,0,"G-770 - F(-795,-770) < 0",857,"F(-795,-770) > 0"]
[null,"22:45:00",155,6,-770,-800,-770,20,0,0,0,0,null,null,0,"G-770 - F(-800,-770) < 0",857,"F(-800,-770) > 0"]
[null,"22:40:00",156,1,-775,-780,-775,20,0,0,0,0,{"$f":"MAX(K939:K944)","v":0},{"$f":"MAX(K939:K944)/$Q$1","v":0},0,"G-775 - F(-780,-775) < 0",857,"F(-780,-775) > 0"]
[null,"22:40:00",156,2,-775,-785,-775,20,0,0,0,0,null,null,0,"G-775 - F(-785,-775) < 0",857,"F(-785,-775) > 0"]
[null,"22:40:00",156,3,-775,-790,-775,20,0,0,0,0,null,null,0,"G-775 - F(-790,-775) < 0",857,"F(-790,-775) > 0"]
[null,"22:40:00",156,4,-775,-795,-775,20,0,0,0,0,null,null,0,"G-775 - F(-795,-775) < 0",857,"F(-795,-775) > 0"]
[null,"22:40:00",156,5,-775,-800,-775,20,0,0,0,0,null,null,0,"G-775 - F(-800,-775) < 0",857,"F(-800,-775) > 0"]
[null,"22:40:00",156,6,-775,-805,-775,20,0,0,0,0,null,null,0,"G-775 - F(-805,-775) < 0",857,"F(-805,-775) > 0"]
[null,"22:35:00",157,1,-780,-785,-780,20,0,0,0,0,{"$f":"MAX(K945:K950)","v":0},{"$f":"MAX(K945:K950)/$Q$1","v":0},0,"G-780 - F(-785,-780) < 0",857,"F(-785,-780) > 0"]
[null,"22:35:00",157,2,-780,-790,-780,20,0,0,0,0,null,null,0,"G-780 - F(-790,-780) < 0",857,"F(-790,-780) > 0"]
[null,"22:35:00",157,3,-780,-795,-780,20,0,0,0,0,null,null,0,"G-780 - F(-795,-780) < 0",857,"F(-795,-780) > 0"]
[null,"22:35:00",157,4,-780,-800,-780,20,0,0,0,0,null,null,0,"G-780 - F(-800,-780) < 0",857,"F(-800,-780) > 0"]
[null,"22:35:00",157,5,-780,-805,-780,20,0,0,0,0,null,null,0,"G-780 - F(-805,-780) < 0",857,"F(-805,-780) > 0"]
[null,"22:35:00",157,6,-780,-810,-780,20,0,0,0,0,null,null,0,"G-780 - F(-810,-780) < 0",857,"F(-810,-780) > 0"]
[null,"22:30:00",158,1,-785,-790,-785,20,0,0,0,0,{"$f":"MAX(K951:K956)","v":0},{"$f":"MAX(K951:K956)/$Q$1","v":0},0,"G-785 - F(-790,-785) < 0",857,"F(-790,-785) > 0"]
[null,"22:30:00",158,2,-785,-795,-785,20,0,0,0,0,null,null,0,"G-785 - F(-795,-785) < 0",857,"F(-795,-785) > 0"]
[null,"22:30:00",158,3,-785,-800,-785,20,0,0,0,0,null,null,0,"G-785 - F(-800,-785) < 0",857,"F(-800,-785) > 0"]
[null,"22:30:00",158,4,-785,-805,-785,20,0,0,0,0,null,null,0,"G-785 - F(-805,-785) < 0",857,"F(-805,-785) > 0"]
[null,"22:30:00",158,5,-785,-810,-785,20,0,0,0,0,null,null,0,"G-785 - F(-810,-785) < 0",857,"F(-810,-785) > 0"]
[null,"22:30:00",158,6,-785,-815,-785,20,0,0,0,0,null,null,0,"G-785 - F(-815,-785) < 0",857,"F(-815,-785) > 0"]
[null,"22:25:00",159,1,-790,-795,-790,20,0,0,0,0,{"$f":"MAX(K957:K962)","v":0},{"$f":"MAX(K957:K962)/$Q$1","v":0},0,"G-790 - F(-795,-790) < 0",857,"F(-795,-790) > 0"]
[null,"22:25:00",159,2,-790,-800,-790,20,0,0,0,0,null,null,0,"G-790 - F(-800,-790) < 0",857,"F(-800,-790) > 0"]
[null,"22:25:00",159,3,-790,-805,-790,20,0,0,0,0,null,null,0,"G-790 - F(-805,-790) < 0",857,"F(-805,-790) > 0"]
[null,"22:25:00",159,4,-790,-810,-790,20,0,0,0,0,null,null,0,"G-790 - F(-810,-790) < 0",857,"F(-810,-790) > 0"]
[null,"22:25:00",159,5,-790,-815,-790,20,0,0,0,0,null,null,0,"G-790 - F(-815,-790) < 0",857,"F(-815,-790) > 0"]
[null,"22:25:00",159,6,-790,-820,-790,20,0,0,0,0,null,null,0,"G-790 - F(-820,-790) < 0",857,"F(-820,-790) > 0"]
[null,"22:20:00",160,1,-795,-800,-795,20,0,0,0,0,{"$f":"MAX(K963:K968)","v":0},{"$f":"MAX(K963:K968)/$Q$1","v":0},0,"G-795 - F(-800,-795) < 0",857,"F(-800,-795) > 0"]
[null,"22:20:00",160,2,-795,-805,-795,20,0,0,0,0,null,null,0,"G-795 - F(-805,-795) < 0",857,"F(-805,-795) > 0"]
[null,"22:20:00",160,3,-795,-810,-795,20,0,0,0,0,null,null,0,"G-795 - F(-810,-795) < 0",857,"F(-810,-795) > 0"]
[null,"22:20:00",160,4,-795,-815,-795,20,0,0,0,0,null,null,0,"G-795 - F(-815,-795) < 0",857,"F(-815,-795) > 0"]
[null,"22:20:00",160,5,-795,-820,-795,20,0,0,0,0,null,null,0,"G-795 - F(-820,-795) < 0",857,"F(-820,-795) > 0"]
[null,"22:20:00",160,6,-795,-825,-795,20,0,0,0,0,null,null,0,"G-795 - F(-825,-795) < 0",857,"F(-825,-795) > 0"]
[null,"22:15:00",161,1,-800,-805,-800,20,0,0,0,{"$f":"O969/Q969","v":0},{"$f":"MAX(K969:K974)","v":0},{"$f":"MAX(K969:K974)/$Q$1","v":0},0,"G-800 - F(-805,-800) < 0",857,"F(-805,-800) > 0"]
[null,"22:15:00",161,2,-800,{"$f":"-(5*C970-5+5*D970)","v":-810},{"$f":"-(5*C970-5)","v":-800},20,0,{"$f":"I970-($J$1*I970)","v":0},{"$f":"IF((J970-H970) < 0, 0, J970-H970)","v":0},0,null,null,0,"G-800 - F(-810,-800) < 0",{"$f":"$Q$6","v":857},"F(-810,-800) > 0"]
[null,"22:15:00",161,3,-800,-815,-800,20,0,0,0,0,null,null,0,"G-800 - F(-815,-800) < 0",857,"F(-815,-800) > 0"]
[null,"22:15:00",161,4,-800,-820,-800,20,0,0,0,0,null,null,0,"G-800 - F(-820,-800) < 0",857,"F(-820,-800) > 0"]
[null,"22:15:00",161,5,-800,-825,-800,20,0,0,0,0,null,null,0,"G-800 - F(-825,-800) < 0",857,"F(-825,-800) > 0"]
[null,"22:15:00",161,6,-800,-830,-800,20,0,0,0,0,null,null,0,"G-800 - F(-830,-800) < 0",857,"F(-830,-800) > 0"]
[null,"22:10:00",162,1,-805,-810,-805,20,0,0,0,0,{"$f":"MAX(K975:K980)","v":0},{"$f":"MAX(K975:K980)/$Q$1","v":0},0,"G-805 - F(-810,-805) < 0",857,"F(-810,-805) > 0"]
[null,"22:10:00",162,2,-805,-815,-805,20,0,0,0,0,null,null,0,"G-805 - F(-815,-805) < 0",857,"F(-815,-805) > 0"]
[null,"22:10:00",162,3,-805,-820,-805,20,0,0,0,0,null,null,0,"G-805 - F(-820,-805) < 0",857,"F(-820,-805) > 0"]
[null,"22:10:00",162,4,-805,-825,-805,20,0,0,0,0,null,null,0,"G-805 - F(-825,-805) < 0",857,"F(-825,-805) > 0"]
[null,"22:10:00",162,5,-805,-830,-805,20,0,0,0,0,null,null,0,"G-805 - F(-830,-805) < 0",857,"F(-830,-805) > 0"]
[null,"22:10:00",162,6,-805,-835,-805,20,0,0,0,0,null,null,0,"G-805 - F(-835,-805) < 0",857,"F(-835,-805) > 0"]
[null,"22:05:00",163,1,-810,-815,-810,20,0,0,0,0,{"$f":"MAX(K981:K986)","v":0},{"$f":"MAX(K981:K986)/$Q$1","v":0},{"$f":"IF((H981-J981)<0, O982+1, O982)","v":0},"G-810 - F(-815,-810) < 0",857,"F(-815,-810) > 0"]
[null,"22:05:00",163,2,-810,-820,-810,20,0,0,0,0,null,null,0,"G-810 - F(-820,-810) < 0",857,"F(-820,-810) > 0"]
[null,"22:05:00",163,3,-810,-825,-810,20,0,0,0,0,null,null,0,"G-810 - F(-825,-810) < 0",857,"F(-825,-810) > 0"]
[null,"22:05:00",163,4,-810,-830,-810,20,0,0,0,0,null,null,0,"G-810 - F(-830,-810) < 0",857,"F(-830,-810) > 0"]
[null,"22:05:00",163,5,-810,-835,-810,20,0,0,0,0,null,null,0,"G-810 - F(-835,-810) < 0",857,"F(-835,-810) > 0"]
[null,"22:05:00",163,6,-810,-840,-810,20,0,0,0,0,null,null,0,"G-810 - F(-840,-810) < 0",857,"F(-840,-810) > 0"]
[null,"22:00:00",164,1,-815,-820,-815,20,0,0,0,0,{"$f":"MAX(K987:K992)","v":0},{"$f":"MAX(K987:K992)/$Q$1","v":0},0,"G-815 - F(-820,-815) < 0",857,"F(-820,-815) > 0"]
[null,"22:00:00",164,2,-815,-825,-815,20,0,0,0,0,null,null,0,"G-815 - F(-825,-815) < 0",857,"F(-825,-815) > 0"]
[null,"22:00:00",164,3,-815,-830,-815,20,0,0,0,0,null,null,0,"G-815 - F(-830,-815) < 0",857,"F(-830,-815) > 0"]
[null,"22:00:00",164,4,-815,-835,-815,20,0,0,0,0,null,null,0,"G-815 - F(-835,-815) < 0",857,"F(-835,-815) > 0"]
[null,"22:00:00",164,5,-815,-840,-815,20,0,0,0,0,null,null,0,"G-815 - F(-840,-815) < 0",857,"F(-840,-815) > 0"]
[null,"22:00:00",164,6,-815,-845,-815,20,0,0,0,0,null,null,0,"G-815 - F(-845,-815) < 0",857,"F(-845,-815) > 0"]
[null,"21:55:00",165,1,-820,-825,-820,20,0,0,0,0,{"$f":"MAX(K993:K998)","v":0},{"$f":"MAX(K993:K998)/$Q$1","v":0},0,"G-820 - F(-825,-820) < 0",857,"F(-825,-820) > 0"]
[null,"21:55:00",165,2,-820,-830,-820,20,0,0,0,0,null,null,0,"G-820 - F(-830,-820) < 0",857,"F(-830,-820) > 0"]
[null,"21:55:00",165,3,-820,-835,-820,20,0,0,0,0,null,null,0,"G-820 - F(-835,-820) < 0",857,"F(-835,-820) > 0"]
[null,"21:55:00",165,4,-820,-840,-820,20,0,0,0,0,null,null,0,"G-820 - F(-840,-820) < 0",857,"F(-840,-820) > 0"]
[null,"21:55:00",165,5,-820,-845,-820,20,0,0,0,0,null,null,0,"G-820 - F(-845,-820) < 0",857,"F(-845,-820) > 0"]
[null,"21:55:00",165,6,-820,-850,-820,20,0,0,0,0,null,null,0,"G-820 - F(-850,-820) < 0",857,"F(-850,-820) > 0"]
[null,"21:50:00",166,1,-825,-830,-825,20,0,0,0,0,{"$f":"MAX(K999:K1004)","v":0},{"$f":"MAX(K999:K1004)/$Q$1","v":0},0,"G-825 - F(-830,-825) < 0",857,"F(-830,-825) > 0"]
[null,"21:50:00",166,2,-825,-835,-825,20,0,0,0,0,null,null,0,"G-825 - F(-835,-825) < 0",857,"F(-835,-825) > 0"]
[null,"21:50:00",166,3,-825,-840,-825,20,0,0,0,0,null,null,0,"G-825 - F(-840,-825) < 0",857,"F(-840,-825) > 0"]
[null,"21:50:00",166,4,-825,-845,-825,20,0,0,0,0,null,null,0,"G-825 - F(-845,-825) < 0",857,"F(-845,-825) > 0"]
[null,"21:50:00",166,5,-825,-850,-825,20,0,0,0,0,null,null,0,"G-825 - F(-850,-825) < 0",857,"F(-850,-825) > 0"]
[null,"21:50:00",166,6,-825,-855,-825,20,0,0,0,0,null,null,0,"G-825 - F(-855,-825) < 0",857,"F(-855,-825) > 0"]
[null,"21:45:00",167,1,-830,-835,-830,20,0,0,0,0,{"$f":"MAX(K1005:K1010)","v":0},{"$f":"MAX(K1005:K1010)/$Q$1","v":0},0,"G-830 - F(-835,-830) < 0",857,"F(-835,-830) > 0"]
[null,"21:45:00",167,2,-830,-840,-830,20,0,0,0,0,null,null,0,"G-830 - F(-840,-830) < 0",857,"F(-840,-830) > 0"]
[null,"21:45:00",167,3,-830,-845,-830,20,0,0,0,0,null,null,0,"G-830 - F(-845,-830) < 0",857,"F(-845,-830) > 0"]
[null,"21:45:00",167,4,-830,-850,-830,20,0,0,0,0,null,null,0,"G-830 - F(-850,-830) < 0",857,"F(-850,-830) > 0"]
[null,"21:45:00",167,5,-830,-855,-830,20,0,0,0,0,null,null,0,"G-830 - F(-855,-830) < 0",857,"F(-855,-830) > 0"]
[null,"21:45:00",167,6,-830,-860,-830,20,0,0,0,0,null,null,0,"G-830 - F(-860,-830) < 0",857,"F(-860,-830) > 0"]
[null,"21:40:00",168,1,-835,-840,-835,20,0,0,0,0,{"$f":"MAX(K1011:K1016)","v":0},{"$f":"MAX(K1011:K1016)/$Q$1","v":0},0,"G-835 - F(-840,-835) < 0",857,"F(-840,-835) > 0"]
[null,"21:40:00",168,2,-835,-845,-835,20,0,0,0,0,null,null,0,"G-835 - F(-845,-835) < 0",857,"F(-845,-835) > 0"]
[null,"21:40:00",168,3,-835,-850,-835,20,0,0,0,0,null,null,0,"G-835 - F(-850,-835) < 0",857,"F(-850,-835) > 0"]
[null,"21:40:00",168,4,-835,-855,-835,20,0,0,0,0,null,null,0,"G-835 - F(-855,-835) < 0",857,"F(-855,-835) > 0"]
[null,"21:40:00",168,5,-835,-860,-835,20,0,0,0,0,null,null,0,"G-835 - F(-860,-835) < 0",857,"F(-860,-835) > 0"]
[null,"21:40:00",168,6,-835,-865,-835,20,0,0,0,0,null,null,0,"G-835 - F(-865,-835) < 0",857,"F(-865,-835) > 0"]
[null,"21:35:00",169,1,-840,-845,-840,20,0,0,0,0,{"$f":"MAX(K1017:K1022)","v":0},{"$f":"MAX(K1017:K1022)/$Q$1","v":0},0,"G-840 - F(-845,-840) < 0",857,"F(-845,-840) > 0"]
[null,"21:35:00",169,2,-840,-850,-840,20,0,0,0,0,null,null,0,"G-840 - F(-850,-840) < 0",857,"F(-850,-840) > 0"]
[null,"21:35:00",169,3,-840,-855,-840,20,0,0,0,0,null,null,0,"G-840 - F(-855,-840) < 0",857,"F(-855,-840) > 0"]
[null,"21:35:00",169,4,-840,-860,-840,20,0,0,0,0,null,null,0,"G-840 - F(-860,-840) < 0",857,"F(-860,-840) > 0"]
[null,"21:35:00",169,5,-840,-865,-840,20,0,0,0,0,null,null,0,"G-840 - F(-865,-840) < 0",857,"F(-865,-840) > 0"]
[null,"21:35:00",169,6,-840,-870,-840,20,0,0,0,0,null,null,0,"G-840 - F(-870,-840) < 0",857,"F(-870,-840) > 0"]
[null,"21:30:00",170,1,-845,-850,-845,20,0,0,0,0,{"$f":"MAX(K1023:K1028)","v":0},{"$f":"MAX(K1023:K1028)/$Q$1","v":0},0,"G-845 - F(-850,-845) < 0",857,"F(-850,-845) > 0"]
[null,"21:30:00",170,2,-845,-855,-845,20,0,0,0,0,null,null,0,"G-845 - F(-855,-845) < 0",857,"F(-855,-845) > 0"]
[null,"21:30:00",170,3,-845,-860,-845,20,0,0,0,0,null,null,0,"G-845 - F(-860,-845) < 0",857,"F(-860,-845) > 0"]
[null,"21:30:00",170,4,-845,-865,-845,20,0,0,0,0,null,null,0,"G-845 - F(-865,-845) < 0",857,"F(-865,-845) > 0"]
[null,"21:30:00",170,5,-845,-870,-845,20,0,0,0,0,null,null,0,"G-845 - F(-870,-845) < 0",857,"F(-870,-845) > 0"]
[null,"21:30:00",170,6,-845,-875,-845,20,0,0,0,0,null,null,0,"G-845 - F(-875,-845) < 0",857,"F(-875,-845) > 0"]
[null,"21:25:00",171,1,-850,-855,-850,20,0,0,0,0,{"$f":"MAX(K1029:K1034)","v":0},{"$f":"MAX(K1029:K1034)/$Q$1","v":0},0,"G-850 - F(-855,-850) < 0",857,"F(-855,-850) > 0"]
[null,"21:25:00",171,2,-850,-860,-850,20,0,0,0,0,null,null,0,"G-850 - F(-860,-850) < 0",857,"F(-860,-850) > 0"]
[null,"21:25:00",171,3,-850,-865,-850,20,0,0,0,0,null,null,0,"G-850 - F(-865,-850) < 0",857,"F(-865,-850) > 0"]
[null,"21:25:00",171,4,-850,-870,-850,20,0,0,0,0,null,null,0,"G-850 - F(-870,-850) < 0",857,"F(-870,-850) > 0"]
[null,"21:25:00",171,5,-850,-875,-850,20,0,0,0,{"$f":"O1033/Q1033","v":0},null,null,0,"G-850 - F(-875,-850) < 0",857,"F(-875,-850) > 0"]
[null,"21:25:00",171,6,-850,{"$f":"-(5*C1034-5+5*D1034)","v":-880},{"$f":"-(5*C1034-5)","v":-850},20,0,{"$f":"I1034-($J$1*I1034)","v":0},{"$f":"IF((J1034-H1034) < 0, 0, J1034-H1034)","v":0},0,null,null,0,"G-850 - F(-880,-850) < 0",{"$f":"$Q$6","v":857},"F(-880,-850) > 0"]
[null,"21:20:00",172,1,-855,-860,-855,20,0,0,0,0,{"$f":"MAX(K1035:K1040)","v":0},{"$f":"MAX(K1035:K1040)/$Q$1","v":0},0,"G-855 - F(-860,-855) < 0",857,"F(-860,-855) > 0"]
[null,"21:20:00",172,2,-855,-865,-855,20,0,0,0,0,null,null,0,"G-855 - F(-865,-855) < 0",857,"F(-865,-855) > 0"]
[null,"21:20:00",172,3,-855,-870,-855,20,0,0,0,0,null,null,0,"G-855 - F(-870,-855) < 0",857,"F(-870,-855) > 0"]
[null,"21:20:00",172,4,-855,-875,-855,20,0,0,0,0,null,null,0,"G-855 - F(-875,-855) < 0",857,"F(-875,-855) > 0"]
[null,"21:20:00",172,5,-855,-880,-855,20,0,0,0,0,null,null,0,"G-855 - F(-880,-855) < 0",857,"F(-880,-855) > 0"]
[null,"21:20:00",172,6,-855,-885,-855,20,0,0,0,0,null,null,0,"G-855 - F(-885,-855) < 0",857,"F(-885,-855) > 0"]
[null,"21:15:00",173,1,-860,-865,-860,20,0,0,0,0,{"$f":"MAX(K1041:K1046)","v":0},{"$f":"MAX(K1041:K1046)/$Q$1","v":0},0,"G-860 - F(-865,-860) < 0",857,"F(-865,-860) > 0"]
[null,"21:15:00",173,2,-860,-870,-860,20,0,0,0,0,null,null,0,"G-860 - F(-870,-860) < 0",857,"F(-870,-860) > 0"]
[null,"21:15:00",173,3,-860,-875,-860,20,0,0,0,0,null,null,0,"G-860 - F(-875,-860) < 0",857,"F(-875,-860) > 0"]
[null,"21:15:00",173,4,-860,-880,-860,20,0,0,0,0,null,null,0,"G-860 - F(-880,-860) < 0",857,"F(-880,-860) > 0"]
[null,"21:15:00",173,5,-860,-885,-860,20,0,0,0,0,null,null,{"$f":"IF((H1045-J1045)<0, O1046+1, O1046)","v":0},"G-860 - F(-885,-860) < 0",857,"F(-885,-860) > 0"]
[null,"21:15:00",173,6,-860,-890,-860,20,0,0,0,0,null,null,0,"G-860 - F(-890,-860) < 0",857,"F(-890,-860) > 0"]
[null,"21:10:00",174,1,-865,-870,-865,20,0,0,0,0,{"$f":"MAX(K1047:K1052)","v":0},{"$f":"MAX(K1047:K1052)/$Q$1","v":0},0,"G-865 - F(-870,-865) < 0",857,"F(-870,-865) > 0"]
[null,"21:10:00",174,2,-865,-875,-865,20,0,0,0,0,null,null,0,"G-865 - F(-875,-865) < 0",857,"F(-875,-865) > 0"]
[null,"21:10:00",174,3,-865,-880,-865,20,0,0,0,0,null,null,0,"G-865 - F(-880,-865) < 0",857,"F(-880,-865) > 0"]
[null,"21:10:00",174,4,-865,-885,-865,20,0,0,0,0,null,null,0,"G-865 - F(-885,-865) < 0",857,"F(-885,-865) > 0"]
[null,"21:10:00",174,5,-865,-890,-865,20,0,0,0,0,null,null,0,"G-865 - F(-890,-865) < 0",857,"F(-890,-865) > 0"]
[null,"21:10:00",174,6,-865,-895,-865,20,0,0,0,0,null,null,0,"G-865 - F(-895,-865) < 0",857,"F(-895,-865) > 0"]
[null,"21:05:00",175,1,-870,-875,-870,20,0,0,0,0,{"$f":"MAX(K1053:K1058)","v":0},{"$f":"MAX(K1053:K1058)/$Q$1","v":0},0,"G-870 - F(-875,-870) < 0",857,"F(-875,-870) > 0"]
[null,"21:05:00",175,2,-870,-880,-870,20,0,0,0,0,null,null,0,"G-870 - F(-880,-870) < 0",857,"F(-880,-870) > 0"]
[null,"21:05:00",175,3,-870,-885,-870,20,0,0,0,0,null,null,0,"G-870 - F(-885,-870) < 0",857,"F(-885,-870) > 0"]
[null,"21:05:00",175,4,-870,-890,-870,20,0,0,0,0,null,null,0,"G-870 - F(-890,-870) < 0",857,"F(-890,-870) > 0"]
[null,"21:05:00",175,5,-870,-895,-870,20,0,0,0,0,null,null,0,"G-870 - F(-895,-870) < 0",857,"F(-895,-870) > 0"]
[null,"21:05:00",175,6,-870,-900,-870,20,0,0,0,0,null,null,0,"G-870 - F(-900,-870) < 0",857,"F(-900,-870) > 0"]
[null,"21:00:00",176,1,-875,-880,-875,20,0,0,0,0,{"$f":"MAX(K1059:K1064)","v":0},{"$f":"MAX(K1059:K1064)/$Q$1","v":0},0,"G-875 - F(-880,-875) < 0",857,"F(-880,-875) > 0"]
[null,"21:00:00",176,2,-875,-885,-875,20,0,0,0,0,null,null,0,"G-875 - F(-885,-875) < 0",857,"F(-885,-875) > 0"]
[null,"21:00:00",176,3,-875,-890,-875,20,0,0,0,0,null,null,0,"G-875 - F(-890,-875) < 0",857,"F(-890,-875) > 0"]
[null,"21:00:00",176,4,-875,-895,-875,20,0,0,0,0,null,null,0,"G-875 - F(-895,-875) < 0",857,"F(-895,-875) > 0"]
[null,"21:00:00",176,5,-875,-900,-875,20,0,0,0,0,null,null,0,"G-875 - F(-900,-875) < 0",857,"F(-900,-875) > 0"]
[null,"21:00:00",176,6,-875,-905,-875,20,0,0,0,0,null,null,0,"G-875 - F(-905,-875) < 0",857,"F(-905,-875) > 0"]
[null,"20:55:00",177,1,-880,-885,-880,20,0,0,0,0,{"$f":"MAX(K1065:K1070)","v":0},{"$f":"MAX(K1065:K1070)/$Q$1","v":0},0,"G-880 - F(-885,-880) < 0",857,"F(-885,-880) > 0"]
[null,"20:55:00",177,2,-880,-890,-880,20,0,0,0,0,null,null,0,"G-880 - F(-890,-880) < 0",857,"F(-890,-880) > 0"]
[null,"20:55:00",177,3,-880,-895,-880,20,0,0,0,0,null,null,0,"G-880 - F(-895,-880) < 0",857,"F(-895,-880) > 0"]
[null,"20:55:00",177,4,-880,-900,-880,20,0,0,0,0,null,null,0,"G-880 - F(-900,-880) < 0",857,"F(-900,-880) > 0"]
[null,"20:55:00",177,5,-880,-905,-880,20,0,0,0,0,null,null,0,"G-880 - F(-905,-880) < 0",857,"F(-905,-880) > 0"]
[null,"20:55:00",177,6,-880,-910,-880,20,0,0,0,0,null,null,0,"G-880 - F(-910,-880) < 0",857,"F(-910,-880) > 0"]
[null,"20:50:00",178,1,-885,-890,-885,20,0,0,0,0,{"$f":"MAX(K1071:K1076)","v":0},{"$f":"MAX(K1071:K1076)/$Q$1","v":0},0,"G-885 - F(-890,-885) < 0",857,"F(-890,-885) > 0"]
[null,"20:50:00",178,2,-885,-895,-885,20,0,0,0,0,null,null,0,"G-885 - F(-895,-885) < 0",857,"F(-895,-885) > 0"]
[null,"20:50:00",178,3,-885,-900,-885,20,0,0,0,0,null,null,0,"G-885 - F(-900,-885) < 0",857,"F(-900,-885) > 0"]
[null,"20:50:00",178,4,-885,-905,-885,20,0,0,0,0,null,null,0,"G-885 - F(-905,-885) < 0",857,"F(-905,-885) > 0"]
[null,"20:50:00",178,5,-885,-910,-885,20,0,0,0,0,null,null,0,"G-885 - F(-910,-885) < 0",857,"F(-910,-885) > 0"]
[null,"20:50:00",178,6,-885,-915,-885,20,0,0,0,0,null,null,0,"G-885 - F(-915,-885) < 0",857,"F(-915,-885) > 0"]
[null,"20:45:00",179,1,-890,-895,-890,20,0,0,0,0,{"$f":"MAX(K1077:K1082)","v":0},{"$f":"MAX(K1077:K1082)/$Q$1","v":0},0,"G-890 - F(-895,-890) < 0",857,"F(-895,-890) > 0"]
[null,"20:45:00",179,2,-890,-900,-890,20,0,0,0,0,null,null,0,"G-890 - F(-900,-890) < 0",857,"F(-900,-890) > 0"]
[null,"20:45:00",179,3,-890,-905,-890,20,0,0,0,0,null,null,0,"G-890 - F(-905,-890) < 0",857,"F(-905,-890) > 0"]
[null,"20:45:00",179,4,-890,-910,-890,20,0,0,0,0,null,null,0,"G-890 - F(-910,-890) < 0",857,"F(-910,-890) > 0"]
[null,"20:45:00",179,5,-890,-915,-890,20,0,0,0,0,null,null,0,"G-890 - F(-915,-890) < 0",857,"F(-915,-890) > 0"]
[null,"20:45:00",179,6,-890,-920,-890,20,0,0,0,0,null,null,0,"G-890 - F(-920,-890) < 0",857,"F(-920,-890) > 0"]
[null,"20:40:00",180,1,-895,-900,-895,20,0,0,0,0,{"$f":"MAX(K1083:K1088)","v":0},{"$f":"MAX(K1083:K1088)/$Q$1","v":0},0,"G-895 - F(-900,-895) < 0",857,"F(-900,-895) > 0"]
[null,"20:40:00",180,2,-895,-905,-895,20,0,0,0,0,null,null,0,"G-895 - F(-905,-895) < 0",857,"F(-905,-895) > 0"]
[null,"20:40:00",180,3,-895,-910,-895,20,0,0,0,0,null,null,0,"G-895 - F(-910,-895) < 0",857,"F(-910,-895) > 0"]
[null,"20:40:00",180,4,-895,-915,-895,20,0,0,0,0,null,null,0,"G-895 - F(-915,-895) < 0",857,"F(-915,-895) > 0"]
[null,"20:40:00",180,5,-895,-920,-895,20,0,0,0,0,null,null,0,"G-895 - F(-920,-895) < 0",857,"F(-920,-895) > 0"]
[null,"20:40:00",180,6,-895,-925,-895,20,0,0,0,0,null,null,0,"G-895 - F(-925,-895) < 0",857,"F(-925,-895) > 0"]
[null,"20:35:00",181,1,-900,-905,-900,20,0,0,0,0,{"$f":"MAX(K1089:K1094)","v":0},{"$f":"MAX(K1089:K1094)/$Q$1","v":0},0,"G-900 - F(-905,-900) < 0",857,"F(-905,-900) > 0"]
[null,"20:35:00",181,2,-900,-910,-900,20,0,0,0,0,null,null,0,"G-900 - F(-910,-900) < 0",857,"F(-910,-900) > 0"]
[null,"20:35:00",181,3,-900,-915,-900,20,0,0,0,0,null,null,0,"G-900 - F(-915,-900) < 0",857,"F(-915,-900) > 0"]
[null,"20:35:00",181,4,-900,-920,-900,20,0,0,0,0,null,null,0,"G-900 - F(-920,-900) < 0",857,"F(-920,-900) > 0"]
[null,"20:35:00",181,5,-900,-925,-900,20,0,0,0,0,null,null,0,"G-900 - F(-925,-900) < 0",857,"F(-925,-900) > 0"]
[null,"20:35:00",181,6,-900,-930,-900,20,0,0,0,0,null,null,0,"G-900 - F(-930,-900) < 0",857,"F(-930,-900) > 0"]
[null,"20:30:00",182,1,-905,-910,-905,20,0,0,0,0,{"$f":"MAX(K1095:K1100)","v":0},{"$f":"MAX(K1095:K1100)/$Q$1","v":0},0,"G-905 - F(-910,-905) < 0",857,"F(-910,-905) > 0"]
[null,"20:30:00",182,2,-905,-915,-905,20,0,0,0,0,null,null,0,"G-905 - F(-915,-905) < 0",857,"F(-915,-905) > 0"]
[null,"20:30:00",182,3,-905,-920,-905,20,0,0,0,{"$f":"O1097/Q1097","v":0},null,null,0,"G-905 - F(-920,-905) < 0",857,"F(-920,-905) > 0"]
[null,"20:30:00",182,4,-905,{"$f":"-(5*C1098-5+5*D1098)","v":-925},{"$f":"-(5*C1098-5)","v":-905},20,0,{"$f":"I1098-($J$1*I1098)","v":0},{"$f":"IF((J1098-H1098) < 0, 0, J1098-H1098)","v":0},0,null,null,0,"G-905 - F(-925,-905) < 0",{"$f":"$Q$6","v":857},"F(-925,-905) > 0"]
[null,"20:30:00",182,5,-905,-930,-905,20,0,0,0,0,null,null,0,"G-905 - F(-930,-905) < 0",857,"F(-930,-905) > 0"]
[null,"20:30:00",182,6,-905,-935,-905,20,0,0,0,0,null,null,0,"G-905 - F(-935,-905) < 0",857,"F(-935,-905) > 0"]
[null,"20:25:00",183,1,-910,-915,-910,20,0,0,0,0,{"$f":"MAX(K1101:K1106)","v":0},{"$f":"MAX(K1101:K1106)/$Q$1","v":0},0,"G-910 - F(-915,-910) < 0",857,"F(-915,-910) > 0"]
[null,"20:25:00",183,2,-910,-920,-910,20,0,0,0,0,null,null,0,"G-910 - F(-920,-910) < 0",857,"F(-920,-910) > 0"]
[null,"20:25:00",183,3,-910,-925,-910,20,0,0,0,0,null,null,0,"G-910 - F(-925,-910) < 0",857,"F(-925,-910) > 0"]
[null,"20:25:00",183,4,-910,-930,-910,20,0,0,0,0,null,null,0,"G-910 - F(-930,-910) < 0",857,"F(-930,-910) > 0"]
[null,"20:25:00",183,5,-910,-935,-910,20,0,0,0,0,null,null,0,"G-910 - F(-935,-910) < 0",857,"F(-935,-910) > 0"]
[null,"20:25:00",183,6,-910,-940,-910,20,0,0,0,0,null,null,0,"G-910 - F(-940,-910) < 0",857,"F(-940,-910) > 0"]
[null,"20:20:00",184,1,-915,-920,-915,20,0,0,0,0,{"$f":"MAX(K1107:K1112)","v":0},{"$f":"MAX(K1107:K1112)/$Q$1","v":0},0,"G-915 - F(-920,-915) < 0",857,"F(-920,-915) > 0"]
[null,"20:20:00",184,2,-915,-925,-915,20,0,0,0,0,null,null,0,"G-915 - F(-925,-915) < 0",857,"F(-925,-915) > 0"]
[null,"20:20:00",184,3,-915,-930,-915,20,0,0,0,0,null,null,{"$f":"IF((H1109-J1109)<0, O1110+1, O1110)","v":0},"G-915 - F(-930,-915) < 0",857,"F(-930,-915) > 0"]
[null,"20:20:00",184,4,-915,-935,-915,20,0,0,0,0,null,null,0,"G-915 - F(-935,-915) < 0",857,"F(-935,-915) > 0"]
[null,"20:20:00",184,5,-915,-940,-915,20,0,0,0,0,null,null,0,"G-915 - F(-940,-915) < 0",857,"F(-940,-915) > 0"]
[null,"20:20:00",184,6,-915,-945,-915,20,0,0,0,0,null,null,0,"G-915 - F(-945,-915) < 0",857,"F(-945,-915) > 0"]
[null,"20:15:00",185,1,-920,-925,-920,20,0,0,0,0,{"$f":"MAX(K1113:K1118)","v":0},{"$f":"MAX(K1113:K1118)/$Q$1","v":0},0,"G-920 - F(-925,-920) < 0",857,"F(-925,-920) > 0"]
[null,"20:15:00",185,2,-920,-930,-920,20,0,0,0,0,null,null,0,"G-920 - F(-930,-920) < 0",857,"F(-930,-920) > 0"]
[null,"20:15:00",185,3,-920,-935,-920,20,0,0,0,0,null,null,0,"G-920 - F(-935,-920) < 0",857,"F(-935,-920) > 0"]
[null,"20:15:00",185,4,-920,-940,-920,20,0,0,0,0,null,null,0,"G-920 - F(-940,-920) < 0",857,"F(-940,-920) > 0"]
[null,"20:15:00",185,5,-920,-945,-920,20,0,0,0,0,null,null,0,"G-920 - F(-945,-920) < 0",857,"F(-945,-920) > 0"]
[null,"20:15:00",185,6,-920,-950,-920,20,0,0,0,0,null,null,0,"G-920 - F(-950,-920) < 0",857,"F(-950,-920) > 0"]
[null,"20:10:00",186,1,-925,-930,-925,20,0,0,0,0,{"$f":"MAX(K1119:K1124)","v":0},{"$f":"MAX(K1119:K1124)/$Q$1","v":0},0,"G-925 - F(-930,-925) < 0",857,"F(-930,-925) > 0"]
[null,"20:10:00",186,2,-925,-935,-925,20,0,0,0,0,null,null,0,"G-925 - F(-935,-925) < 0",857,"F(-935,-925) > 0"]
[null,"20:10:00",186,3,-925,-940,-925,20,0,0,0,0,null,null,0,"G-925 - F(-940,-925) < 0",857,"F(-940,-925) > 0"]
[null,"20:10:00",186,4,-925,-945,-925,20,0,0,0,0,null,null,0,"G-925 - F(-945,-925) < 0",857,"F(-945,-925) > 0"]
[null,"20:10:00",186,5,-925,-950,-925,20,0,0,0,0,null,null,0,"G-925 - F(-950,-925) < 0",857,"F(-950,-925) > 0"]
[null,"20:10:00",186,6,-925,-955,-925,20,0,0,0,0,null,null,0,"G-925 - F(-955,-925) < 0",857,"F(-955,-925) > 0"]
[null,"20:05:00",187,1,-930,-935,-930,20,0,0,0,0,{"$f":"MAX(K1125:K1130)","v":0},{"$f":"MAX(K1125:K1130)/$Q$1","v":0},0,"G-930 - F(-935,-930) < 0",857,"F(-935,-930) > 0"]
[null,"20:05:00",187,2,-930,-940,-930,20,0,0,0,0,null,null,0,"G-930 - F(-940,-930) < 0",857,"F(-940,-930) > 0"]
[null,"20:05:00",187,3,-930,-945,-930,20,0,0,0,0,null,null,0,"G-930 - F(-945,-930) < 0",857,"F(-945,-930) > 0"]
[null,"20:05:00",187,4,-930,-950,-930,20,0,0,0,0,null,null,0,"G-930 - F(-950,-930) < 0",857,"F(-950,-930) > 0"]
[null,"20:05:00",187,5,-930,-955,-930,20,0,0,0,0,null,null,0,"G-930 - F(-955,-930) < 0",857,"F(-955,-930) > 0"]
[null,"20:05:00",187,6,-930,-960,-930,20,0,0,0,0,null,null,0,"G-930 - F(-960,-930) < 0",857,"F(-960,-930) > 0"]
[null,"20:00:00",188,1,-935,-940,-935,20,0,0,0,0,{"$f":"MAX(K1131:K1136)","v":0},{"$f":"MAX(K1131:K1136)/$Q$1","v":0},0,"G-935 - F(-940,-935) < 0",857,"F(-940,-935) > 0"]
[null,"20:00:00",188,2,-935,-945,-935,20,0,0,0,0,null,null,0,"G-935 - F(-945,-935) < 0",857,"F(-945,-935) > 0"]
[null,"20:00:00",188,3,-935,-950,-935,20,0,0,0,0,null,null,0,"G-935 - F(-950,-935) < 0",857,"F(-950,-935) > 0"]
[null,"20:00:00",188,4,-935,-955,-935,20,0,0,0,0,null,null,0,"G-935 - F(-955,-935) < 0",857,"F(-955,-935) > 0"]
[null,"20:00:00",188,5,-935,-960,-935,20,0,0,0,0,null,null,0,"G-935 - F(-960,-935) < 0",857,"F(-960,-935) > 0"]
[null,"20:00:00",188,6,-935,-965,-935,20,0,0,0,0,null,null,0,"G-935 - F(-965,-935) < 0",857,"F(-965,-935) > 0"]
[null,"19:55:00",189,1,-940,-945,-940,20,0,0,0,0,{"$f":"MAX(K1137:K1142)","v":0},{"$f":"MAX(K1137:K1142)/$Q$1","v":0},0,"G-940 - F(-945,-940) < 0",857,"F(-945,-940) > 0"]
[null,"19:55:00",189,2,-940,-950,-940,20,0,0,0,0,null,null,0,"G-940 - F(-950,-940) < 0",857,"F(-950,-940) > 0"]
[null,"19:55:00",189,3,-940,-955,-940,20,0,0,0,0,null,null,0,"G-940 - F(-955,-940) < 0",857,"F(-955,-940) > 0"]
[null,"19:55:00",189,4,-940,-960,-940,20,0,0,0,0,null,null,0,"G-940 - F(-960,-940) < 0",857,"F(-960,-940) > 0"]
[null,"19:55:00",189,5,-940,-965,-940,20,0,0,0,0,null,null,0,"G-940 - F(-965,-940) < 0",857,"F(-965,-940) > 0"]
[null,"19:55:00",189,6,-940,-970,-940,20,0,0,0,0,null,null,0,"G-940 - F(-970,-940) < 0",857,"F(-970,-940) > 0"]
[null,"19:50:00",190,1,-945,-950,-945,20,0,0,0,0,{"$f":"MAX(K1143:K1148)","v":0},{"$f":"MAX(K1143:K1148)/$Q$1","v":0},0,"G-945 - F(-950,-945) < 0",857,"F(-950,-945) > 0"]
[null,"19:50:00",190,2,-945,-955,-945,20,0,0,0,0,null,null,0,"G-945 - F(-955,-945) < 0",857,"F(-955,-945) > 0"]
[null,"19:50:00",190,3,-945,-960,-945,20,0,0,0,0,null,null,0,"G-945 - F(-960,-945) < 0",857,"F(-960,-945) > 0"]
[null,"19:50:00",190,4,-945,-965,-945,20,0,0,0,0,null,null,0,"G-945 - F(-965,-945) < 0",857,"F(-965,-945) > 0"]
[null,"19:50:00",190,5,-945,-970,-945,20,0,0,0,0,null,null,0,"G-945 - F(-970,-945) < 0",857,"F(-970,-945) > 0"]
[null,"19:50:00",190,6,-945,-975,-945,20,0,0,0,0,null,null,0,"G-945 - F(-975,-945) < 0",857,"F(-975,-945) > 0"]
[null,"19:45:00",191,1,-950,-955,-950,20,0,0,0,0,{"$f":"MAX(K1149:K1154)","v":0},{"$f":"MAX(K1149:K1154)/$Q$1","v":0},0,"G-950 - F(-955,-950) < 0",857,"F(-955,-950) > 0"]
[null,"19:45:00",191,2,-950,-960,-950,20,0,0,0,0,null,null,0,"G-950 - F(-960,-950) < 0",857,"F(-960,-950) > 0"]
[null,"19:45:00",191,3,-950,-965,-950,20,0,0,0,0,null,null,0,"G-950 - F(-965,-950) < 0",857,"F(-965,-950) > 0"]
[null,"19:45:00",191,4,-950,-970,-950,20,0,0,0,0,null,null,0,"G-950 - F(-970,-950) < 0",857,"F(-970,-950) > 0"]
[null,"19:45:00",191,5,-950,-975,-950,20,0,0,0,0,null,null,0,"G-950 - F(-975,-950) < 0",857,"F(-975,-950) > 0"]
[null,"19:45:00",191,6,-950,-980,-950,20,0,0,0,0,null,null,0,"G-950 - F(-980,-950) < 0",857,"F(-980,-950) > 0"]
[null,"19:40:00",192,1,-955,-960,-955,20,0,0,0,0,{"$f":"MAX(K1155:K1160)","v":0},{"$f":"MAX(K1155:K1160)/$Q$1","v":0},0,"G-955 - F(-960,-955) < 0",857,"F(-960,-955) > 0"]
[null,"19:40:00",192,2,-955,-965,-955,20,0,0,0,0,null,null,0,"G-955 - F(-965,-955) < 0",857,"F(-965,-955) > 0"]
[null,"19:40:00",192,3,-955,-970,-955,20,0,0,0,0,null,null,0,"G-955 - F(-970,-955) < 0",857,"F(-970,-955) > 0"]
[null,"19:40:00",192,4,-955,-975,-955,20,0,0,0,0,null,null,0,"G-955 - F(-975,-955) < 0",857,"F(-975,-955) > 0"]
[null,"19:40:00",192,5,-955,-980,-955,20,0,0,0,0,null,null,0,"G-955 - F(-980,-955) < 0",857,"F(-980,-955) > 0"]
[null,"19:40:00",192,6,-955,-985,-955,20,0,0,0,0,null,null,0,"G-955 - F(-985,-955) < 0",857,"F(-985,-955) > 0"]
[null,"19:35:00",193,1,-960,-965,-960,20,0,0,0,{"$f":"O1161/Q1161","v":0},{"$f":"MAX(K1161:K1166)","v":0},{"$f":"MAX(K1161:K1166)/$Q$1","v":0},0,"G-960 - F(-965,-960) < 0",857,"F(-965,-960) > 0"]
[null,"19:35:00",193,2,-960,{"$f":"-(5*C1162-5+5*D1162)","v":-970},{"$f":"-(5*C1162-5)","v":-960},20,0,{"$f":"I1162-($J$1*I1162)","v":0},{"$f":"IF((J1162-H1162) < 0, 0, J1162-H1162)","v":0},0,null,null,0,"G-960 - F(-970,-960) < 0",{"$f":"$Q$6","v":857},"F(-970,-960) > 0"]
[null,"19:35:00",193,3,-960,-975,-960,20,0,0,0,0,null,null,0,"G-960 - F(-975,-960) < 0",857,"F(-975,-960) > 0"]
[null,"19:35:00",193,4,-960,-980,-960,20,0,0,0,0,null,null,0,"G-960 - F(-980,-960) < 0",857,"F(-980,-960) > 0"]
[null,"19:35:00",193,5,-960,-985,-960,20,0,0,0,0,null,null,0,"G-960 - F(-985,-960) < 0",857,"F(-985,-960) > 0"]
[null,"19:35:00",193,6,-960,-990,-960,20,0,0,0,0,null,null,0,"G-960 - F(-990,-960) < 0",857,"F(-990,-960) > 0"]
[null,"19:30:00",194,1,-965,-970,-965,20,0,0,0,0,{"$f":"MAX(K1167:K1172)","v":0},{"$f":"MAX(K1167:K1172)/$Q$1","v":0},0,"G-965 - F(-970,-965) < 0",857,"F(-970,-965) > 0"]
[null,"19:30:00",194,2,-965,-975,-965,20,0,0,0,0,null,null,0,"G-965 - F(-975,-965) < 0",857,"F(-975,-965) > 0"]
[null,"19:30:00",194,3,-965,-980,-965,20,0,0,0,0,null,null,0,"G-965 - F(-980,-965) < 0",857,"F(-980,-965) > 0"]
[null,"19:30:00",194,4,-965,-985,-965,20,0,0,0,0,null,null,0,"G-965 - F(-985,-965) < 0",857,"F(-985,-965) > 0"]
[null,"19:30:00",194,5,-965,-990,-965,20,0,0,0,0,null,null,0,"G-965 - F(-990,-965) < 0",857,"F(-990,-965) > 0"]
[null,"19:30:00",194,6,-965,-995,-965,20,0,0,0,0,null,null,0,"G-965 - F(-995,-965) < 0",857,"F(-995,-965) > 0"]
[null,"19:25:00",195,1,-970,-975,-970,20,0,0,0,0,{"$f":"MAX(K1173:K1178)","v":0},{"$f":"MAX(K1173:K1178)/$Q$1","v":0},{"$f":"IF((H1173-J1173)<0, O1174+1, O1174)","v":0},"G-970 - F(-975,-970) < 0",857,"F(-975,-970) > 0"]
[null,"19:25:00",195,2,-970,-980,-970,20,0,0,0,0,null,null,0,"G-970 - F(-980,-970) < 0",857,"F(-980,-970) > 0"]
[null,"19:25:00",195,3,-970,-985,-970,20,0,0,0,0,null,null,0,"G-970 - F(-985,-970) < 0",857,"F(-985,-970) > 0"]
[null,"19:25:00",195,4,-970,-990,-970,20,0,0,0,0,null,null,0,"G-970 - F(-990,-970) < 0",857,"F(-990,-970) > 0"]
[null,"19:25:00",195,5,-970,-995,-970,20,0,0,0,0,null,null,0,"G-970 - F(-995,-970) < 0",857,"F(-995,-970) > 0"]
[null,"19:25:00",195,6,-970,-1000,-970,20,0,0,0,0,null,null,0,"G-970 - F(-1000,-970) < 0",857,"F(-1000,-970) > 0"]
[null,"19:20:00",196,1,-975,-980,-975,20,0,0,0,0,{"$f":"MAX(K1179:K1184)","v":0},{"$f":"MAX(K1179:K1184)/$Q$1","v":0},0,"G-975 - F(-980,-975) < 0",857,"F(-980,-975) > 0"]
[null,"19:20:00",196,2,-975,-985,-975,20,0,0,0,0,null,null,0,"G-975 - F(-985,-975) < 0",857,"F(-985,-975) > 0"]
[null,"19:20:00",196,3,-975,-990,-975,20,0,0,0,0,null,null,0,"G-975 - F(-990,-975) < 0",857,"F(-990,-975) > 0"]
[null,"19:20:00",196,4,-975,-995,-975,20,0,0,0,0,null,null,0,"G-975 - F(-995,-975) < 0",857,"F(-995,-975) > 0"]
[null,"19:20:00",196,5,-975,-1000,-975,20,0,0,0,0,null,null,0,"G-975 - F(-1000,-975) < 0",857,"F(-1000,-975) > 0"]
[null,"19:20:00",196,6,-975,-1005,-975,20,0,0,0,0,null,null,0,"G-975 - F(-1005,-975) < 0",857,"F(-1005,-975) > 0"]
[null,"19:15:00",197,1,-980,-985,-980,20,0,0,0,0,{"$f":"MAX(K1185:K1190)","v":0},{"$f":"MAX(K1185:K1190)/$Q$1","v":0},0,"G-980 - F(-985,-980) < 0",857,"F(-985,-980) > 0"]
[null,"19:15:00",197,2,-980,-990,-980,20,0,0,0,0,null,null,0,"G-980 - F(-990,-980) < 0",857,"F(-990,-980) > 0"]
[null,"19:15:00",197,3,-980,-995,-980,20,0,0,0,0,null,null,0,"G-980 - F(-995,-980) < 0",857,"F(-995,-980) > 0"]
[null,"19:15:00",197,4,-980,-1000,-980,20,0,0,0,0,null,null,0,"G-980 - F(-1000,-980) < 0",857,"F(-1000,-980) > 0"]
[null,"19:15:00",197,5,-980,-1005,-980,20,0,0,0,0,null,null,0,"G-980 - F(-1005,-980) < 0",857,"F(-1005,-980) > 0"]
[null,"19:15:00",197,6,-980,-1010,-980,20,0,0,0,0,null,null,0,"G-980 - F(-1010,-980) < 0",857,"F(-1010,-980) > 0"]
[null,"19:10:00",198,1,-985,-990,-985,20,0,0,0,0,{"$f":"MAX(K1191:K1196)","v":0},{"$f":"MAX(K1191:K1196)/$Q$1","v":0},0,"G-985 - F(-990,-985) < 0",857,"F(-990,-985) > 0"]
[null,"19:10:00",198,2,-985,-995,-985,20,0,0,0,0,null,null,0,"G-985 - F(-995,-985) < 0",857,"F(-995,-985) > 0"]
[null,"19:10:00",198,3,-985,-1000,-985,20,0,0,0,0,null,null,0,"G-985 - F(-1000,-985) < 0",857,"F(-1000,-985) > 0"]
[null,"19:10:00",198,4,-985,-1005,-985,20,0,0,0,0,null,null,0,"G-985 - F(-1005,-985) < 0",857,"F(-1005,-985) > 0"]
[null,"19:10:00",198,5,-985,-1010,-985,20,0,0,0,0,null,null,0,"G-985 - F(-1010,-985) < 0",857,"F(-1010,-985) > 0"]
[null,"19:10:00",198,6,-985,-1015,-985,20,0,0,0,0,null,null,0,"G-985 - F(-1015,-985) < 0",857,"F(-1015,-985) > 0"]
[null,"19:05:00",199,1,-990,-995,-990,20,0,0,0,0,{"$f":"MAX(K1197:K1202)","v":0},{"$f":"MAX(K1197:K1202)/$Q$1","v":0},0,"G-990 - F(-995,-990) < 0",857,"F(-995,-990) > 0"]
[null,"19:05:00",199,2,-990,-1000,-990,20,0,0,0,0,null,null,0,"G-990 - F(-1000,-990) < 0",857,"F(-1000,-990) > 0"]
[null,"19:05:00",199,3,-990,-1005,-990,20,0,0,0,0,null,null,0,"G-990 - F(-1005,-990) < 0",857,"F(-1005,-990) > 0"]
[null,"19:05:00",199,4,-990,-1010,-990,20,0,0,0,0,null,null,0,"G-990 - F(-1010,-990) < 0",857,"F(-1010,-990) > 0"]
[null,"19:05:00",199,5,-990,-1015,-990,20,0,0,0,0,null,null,0,"G-990 - F(-1015,-990) < 0",857,"F(-1015,-990) > 0"]
[null,"19:05:00",199,6,-990,-1020,-990,20,0,0,0,0,null,null,0,"G-990 - F(-1020,-990) < 0",857,"F(-1020,-990) > 0"]
[null,"19:00:00",200,1,-995,-1000,-995,20,0,0,0,0,{"$f":"MAX(K1203:K1208)","v":0},{"$f":"MAX(K1203:K1208)/$Q$1","v":0},0,"G-995 - F(-1000,-995) < 0",857,"F(-1000,-995) > 0"]
[null,"19:00:00",200,2,-995,-1005,-995,20,0,0,0,0,null,null,0,"G-995 - F(-1005,-995) < 0",857,"F(-1005,-995) > 0"]
[null,"19:00:00",200,3,-995,-1010,-995,20,0,0,0,0,null,null,0,"G-995 - F(-1010,-995) < 0",857,"F(-1010,-995) > 0"]
[null,"19:00:00",200,4,-995,-1015,-995,20,0,0,0,0,null,null,0,"G-995 - F(-1015,-995) < 0",857,"F(-1015,-995) > 0"]
[null,"19:00:00",200,5,-995,-1020,-995,20,0,0,0,0,null,null,0,"G-995 - F(-1020,-995) < 0",857,"F(-1020,-995) > 0"]
[null,"19:00:00",200,6,-995,-1025,-995,20,0,0,0,0,null,null,0,"G-995 - F(-1025,-995) < 0",857,"F(-1025,-995) > 0"]
[null,"18:55:00",201,1,-1000,-1005,-1000,20,0,0,0,0,{"$f":"MAX(K1209:K1214)","v":0},{"$f":"MAX(K1209:K1214)/$Q$1","v":0},0,"G-1000 - F(-1005,-1000) < 0",857,"F(-1005,-1000) > 0"]
[null,"18:55:00",201,2,-1000,-1010,-1000,20,0,0,0,0,null,null,0,"G-1000 - F(-1010,-1000) < 0",857,"F(-1010,-1000) > 0"]
[null,"18:55:00",201,3,-1000,-1015,-1000,20,0,0,0,0,null,null,0,"G-1000 - F(-1015,-1000) < 0",857,"F(-1015,-1000) > 0"]
[null,"18:55:00",201,4,-1000,-1020,-1000,20,0,0,0,0,null,null,0,"G-1000 - F(-1020,-1000) < 0",857,"F(-1020,-1000) > 0"]
[null,"18:55:00",201,5,-1000,-1025,-1000,20,0,0,0,0,null,null,0,"G-1000 - F(-1025,-1000) < 0",857,"F(-1025,-1000) > 0"]
[null,"18:55:00",201,6,-1000,-1030,-1000,20,0,0,0,0,null,null,0,"G-1000 - F(-1030,-1000) < 0",857,"F(-1030,-1000) > 0"]
[null,"18:50:00",202,1,-1005,-1010,-1005,20,0,0,0,0,{"$f":"MAX(K1215:K1220)","v":0},{"$f":"MAX(K1215:K1220)/$Q$1","v":0},0,"G-1005 - F(-1010,-1005) < 0",857,"F(-1010,-1005) > 0"]
[null,"18:50:00",202,2,-1005,-1015,-1005,20,0,0,0,0,null,null,0,"G-1005 - F(-1015,-1005) < 0",857,"F(-1015,-1005) > 0"]
[null,"18:50:00",202,3,-1005,-1020,-1005,20,0,0,0,0,null,null,0,"G-1005 - F(-1020,-1005) < 0",857,"F(-1020,-1005) > 0"]
[null,"18:50:00",202,4,-1005,-1025,-1005,20,0,0,0,0,null,null,0,"G-1005 - F(-1025,-1005) < 0",857,"F(-1025,-1005) > 0"]
[null,"18:50:00",202,5,-1005,-1030,-1005,20,0,0,0,0,null,null,0,"G-1005 - F(-1030,-1005) < 0",857,"F(-1030,-1005) > 0"]
[null,"18:50:00",202,6,-1005,-1035,-1005,20,0,0,0,0,null,null,0,"G-1005 - F(-1035,-1005) < 0",857,"F(-1035,-1005) > 0"]
[null,"18:45:00",203,1,-1010,-1015,-1010,20,0,0,0,0,{"$f":"MAX(K1221:K1226)","v":0},{"$f":"MAX(K1221:K1226)/$Q$1","v":0},0,"G-1010 - F(-1015,-1010) < 0",857,"F(-1015,-1010) > 0"]
[null,"18:45:00",203,2,-1010,-1020,-1010,20,0,0,0,0,null,null,0,"G-1010 - F(-1020,-1010) < 0",857,"F(-1020,-1010) > 0"]
[null,"18:45:00",203,3,-1010,-1025,-1010,20,0,0,0,0,null,null,0,"G-1010 - F(-1025,-1010) < 0",857,"F(-1025,-1010) > 0"]
[null,"18:45:00",203,4,-1010,-1030,-1010,20,0,0,0,0,null,null,0,"G-1010 - F(-1030,-1010) < 0",857,"F(-1030,-1010) > 0"]
[null,"18:45:00",203,5,-1010,-1035,-1010,20,0,0,0,{"$f":"O1225/Q1225","v":0},null,null,0,"G-1010 - F(-1035,-1010) < 0",857,"F(-1035,-1010) > 0"]
[null,"18:45:00",203,6,-1010,{"$f":"-(5*C1226-5+5*D1226)","v":-1040},{"$f":"-(5*C1226-5)","v":-1010},20,0,{"$f":"I1226-($J$1*I1226)","v":0},{"$f":"IF((J1226-H1226) < 0, 0, J1226-H1226)","v":0},0,null,null,0,"G-1010 - F(-1040,-1010) < 0",{"$f":"$Q$6","v":857},"F(-1040,-1010) > 0"]
[null,"18:40:00",204,1,-1015,-1020,-1015,20,0,0,0,0,{"$f":"MAX(K1227:K1232)","v":0},{"$f":"MAX(K1227:K1232)/$Q$1","v":0},0,"G-1015 - F(-1020,-1015) < 0",857,"F(-1020,-1015) > 0"]
[null,"18:40:00",204,2,-1015,-1025,-1015,20,0,0,0,0,null,null,0,"G-1015 - F(-1025,-1015) < 0",857,"F(-1025,-1015) > 0"]
[null,"18:40:00",204,3,-1015,-1030,-1015,20,0,0,0,0,null,null,0,"G-1015 - F(-1030,-1015) < 0",857,"F(-1030,-1015) > 0"]
[null,"18:40:00",204,4,-1015,-1035,-1015,20,0,0,0,0,null,null,0,"G-1015 - F(-1035,-1015) < 0",857,"F(-1035,-1015) > 0"]
[null,"18:40:00",204,5,-1015,-1040,-1015,20,0,0,0,0,null,null,0,"G-1015 - F(-1040,-1015) < 0",857,"F(-1040,-1015) > 0"]
[null,"18:40:00",204,6,-1015,-1045,-1015,20,0,0,0,0,null,null,0,"G-1015 - F(-1045,-1015) < 0",857,"F(-1045,-1015) > 0"]
[null,"18:35:00",205,1,-1020,-1025,-1020,20,0,0,0,0,{"$f":"MAX(K1233:K1238)","v":0},{"$f":"MAX(K1233:K1238)/$Q$1","v":0},0,"G-1020 - F(-1025,-1020) < 0",857,"F(-1025,-1020) > 0"]
[null,"18:35:00",205,2,-1020,-1030,-1020,20,0,0,0,0,null,null,0,"G-1020 - F(-1030,-1020) < 0",857,"F(-1030,-1020) > 0"]
[null,"18:35:00",205,3,-1020,-1035,-1020,20,0,0,0,0,null,null,0,"G-1020 - F(-1035,-1020) < 0",857,"F(-1035,-1020) > 0"]
[null,"18:35:00",205,4,-1020,-1040,-1020,20,0,0,0,0,null,null,0,"G-1020 - F(-1040,-1020) < 0",857,"F(-1040,-1020) > 0"]
[null,"18:35:00",205,5,-1020,-1045,-1020,20,0,0,0,0,null,null,{"$f":"IF((H1237-J1237)<0, O1238+1, O1238)","v":0},"G-1020 - F(-1045,-1020) < 0",857,"F(-1045,-1020) > 0"]
[null,"18:35:00",205,6,-1020,-1050,-1020,20,0,0,0,0,null,null,0,"G-1020 - F(-1050,-1020) < 0",857,"F(-1050,-1020) > 0"]
[null,"18:30:00",206,1,-1025,-1030,-1025,20,0,0,0,0,{"$f":"MAX(K1239:K1244)","v":0},{"$f":"MAX(K1239:K1244)/$Q$1","v":0},0,"G-1025 - F(-1030,-1025) < 0",857,"F(-1030,-1025) > 0"]
[null,"18:30:00",206,2,-1025,-1035,-1025,20,0,0,0,0,null,null,0,"G-1025 - F(-1035,-1025) < 0",857,"F(-1035,-1025) > 0"]
[null,"18:30:00",206,3,-1025,-1040,-1025,20,0,0,0,0,null,null,0,"G-1025 - F(-1040,-1025) < 0",857,"F(-1040,-1025) > 0"]
[null,"18:30:00",206,4,-1025,-1045,-1025,20,0,0,0,0,null,null,0,"G-1025 - F(-1045,-1025) < 0",857,"F(-1045,-1025) > 0"]
[null,"18:30:00",206,5,-1025,-1050,-1025,20,0,0,0,0,null,null,0,"G-1025 - F(-1050,-1025) < 0",857,"F(-1050,-1025) > 0"]
[null,"18:30:00",206,6,-1025,-1055,-1025,20,0,0,0,0,null,null,0,"G-1025 - F(-1055,-1025) < 0",857,"F(-1055,-1025) > 0"]
[null,"18:25:00",207,1,-1030,-1035,-1030,20,0,0,0,0,{"$f":"MAX(K1245:K1250)","v":0},{"$f":"MAX(K1245:K1250)/$Q$1","v":0},0,"G-1030 - F(-1035,-1030) < 0",857,"F(-1035,-1030) > 0"]
[null,"18:25:00",207,2,-1030,-1040,-1030,20,0,0,0,0,null,null,0,"G-1030 - F(-1040,-1030) < 0",857,"F(-1040,-1030) > 0"]
[null,"18:25:00",207,3,-1030,-1045,-1030,20,0,0,0,0,null,null,0,"G-1030 - F(-1045,-1030) < 0",857,"F(-1045,-1030) > 0"]
[null,"18:25:00",207,4,-1030,-1050,-1030,20,0,0,0,0,null,null,0,"G-1030 - F(-1050,-1030) < 0",857,"F(-1050,-1030) > 0"]
[null,"18:25:00",207,5,-1030,-1055,-1030,20,0,0,0,0,null,null,0,"G-1030 - F(-1055,-1030) < 0",857,"F(-1055,-1030) > 0"]
[null,"18:25:00",207,6,-1030,-1060,-1030,20,0,0,0,0,null,null,0,"G-1030 - F(-1060,-1030) < 0",857,"F(-1060,-1030) > 0"]
[null,"18:20:00",208,1,-1035,-1040,-1035,20,0,0,0,0,{"$f":"MAX(K1251:K1256)","v":0},{"$f":"MAX(K1251:K1256)/$Q$1","v":0},0,"G-1035 - F(-1040,-1035) < 0",857,"F(-1040,-1035) > 0"]
[null,"18:20:00",208,2,-1035,-1045,-1035,20,0,0,0,0,null,null,0,"G-1035 - F(-1045,-1035) < 0",857,"F(-1045,-1035) > 0"]
[null,"18:20:00",208,3,-1035,-1050,-1035,20,0,0,0,0,null,null,0,"G-1035 - F(-1050,-1035) < 0",857,"F(-1050,-1035) > 0"]
[null,"18:20:00",208,4,-1035,-1055,-1035,20,0,0,0,0,null,null,0,"G-1035 - F(-1055,-1035) < 0",857,"F(-1055,-1035) > 0"]
[null,"18:20:00",208,5,-1035,-1060,-1035,20,0,0,0,0,null,null,0,"G-1035 - F(-1060,-1035) < 0",857,"F(-1060,-1035) > 0"]
[null,"18:20:00",208,6,-1035,-1065,-1035,20,0,0,0,0,null,null,0,"G-1035 - F(-1065,-1035) < 0",857,"F(-1065,-1035) > 0"]
[null,"18:15:00",209,1,-1040,-1045,-1040,20,0,0,0,0,{"$f":"MAX(K1257:K1262)","v":0},{"$f":"MAX(K1257:K1262)/$Q$1","v":0},0,"G-1040 - F(-1045,-1040) < 0",857,"F(-1045,-1040) > 0"]
[null,"18:15:00",209,2,-1040,-1050,-1040,20,0,0,0,0,null,null,0,"G-1040 - F(-1050,-1040) < 0",857,"F(-1050,-1040) > 0"]
[null,"18:15:00",209,3,-1040,-1055,-1040,20,0,0,0,0,null,null,0,"G-1040 - F(-1055,-1040) < 0",857,"F(-1055,-1040) > 0"]
[null,"18:15:00",209,4,-1040,-1060,-1040,20,0,0,0,0,null,null,0,"G-1040 - F(-1060,-1040) < 0",857,"F(-1060,-1040) > 0"]
[null,"18:15:00",209,5,-1040,-1065,-1040,20,0,0,0,0,null,null,0,"G-1040 - F(-1065,-1040) < 0",857,"F(-1065,-1040) > 0"]
[null,"18:15:00",209,6,-1040,-1070,-1040,20,0,0,0,0,null,null,0,"G-1040 - F(-1070,-1040) < 0",857,"F(-1070,-1040) > 0"]
[null,"18:10:00",210,1,-1045,-1050,-1045,20,0,0,0,0,{"$f":"MAX(K1263:K1268)","v":0},{"$f":"MAX(K1263:K1268)/$Q$1","v":0},0,"G-1045 - F(-1050,-1045) < 0",857,"F(-1050,-1045) > 0"]
[null,"18:10:00",210,2,-1045,-1055,-1045,20,0,0,0,0,null,null,0,"G-1045 - F(-1055,-1045) < 0",857,"F(-1055,-1045) > 0"]
[null,"18:10:00",210,3,-1045,-1060,-1045,20,0,0,0,0,null,null,0,"G-1045 - F(-1060,-1045) < 0",857,"F(-1060,-1045) > 0"]
[null,"18:10:00",210,4,-1045,-1065,-1045,20,0,0,0,0,null,null,0,"G-1045 - F(-1065,-1045) < 0",857,"F(-1065,-1045) > 0"]
[null,"18:10:00",210,5,-1045,-1070,-1045,20,0,0,0,0,null,null,0,"G-1045 - F(-1070,-1045) < 0",857,"F(-1070,-1045) > 0"]
[null,"18:10:00",210,6,-1045,-1075,-1045,20,0,0,0,0,null,null,0,"G-1045 - F(-1075,-1045) < 0",857,"F(-1075,-1045) > 0"]
[null,"18:05:00",211,1,-1050,-1055,-1050,20,0,0,0,0,{"$f":"MAX(K1269:K1274)","v":0},{"$f":"MAX(K1269:K1274)/$Q$1","v":0},0,"G-1050 - F(-1055,-1050) < 0",857,"F(-1055,-1050) > 0"]
[null,"18:05:00",211,2,-1050,-1060,-1050,20,0,0,0,0,null,null,0,"G-1050 - F(-1060,-1050) < 0",857,"F(-1060,-1050) > 0"]
[null,"18:05:00",211,3,-1050,-1065,-1050,20,0,0,0,0,null,null,0,"G-1050 - F(-1065,-1050) < 0",857,"F(-1065,-1050) > 0"]
[null,"18:05:00",211,4,-1050,-1070,-1050,20,0,0,0,0,null,null,0,"G-1050 - F(-1070,-1050) < 0",857,"F(-1070,-1050) > 0"]
[null,"18:05:00",211,5,-1050,-1075,-1050,20,0,0,0,0,null,null,0,"G-1050 - F(-1075,-1050) < 0",857,"F(-1075,-1050) > 0"]
[null,"18:05:00",211,6,-1050,-1080,-1050,20,0,0,0,0,null,null,0,"G-1050 - F(-1080,-1050) < 0",857,"F(-1080,-1050) > 0"]
[null,"18:00:00",212,1,-1055,-1060,-1055,20,0,0,0,0,{"$f":"MAX(K1275:K1280)","v":0},{"$f":"MAX(K1275:K1280)/$Q$1","v":0},0,"G-1055 - F(-1060,-1055) < 0",857,"F(-1060,-1055) > 0"]
[null,"18:00:00",212,2,-1055,-1065,-1055,20,0,0,0,0,null,null,0,"G-1055 - F(-1065,-1055) < 0",857,"F(-1065,-1055) > 0"]
[null,"18:00:00",212,3,-1055,-1070,-1055,20,0,0,0,0,null,null,0,"G-1055 - F(-1070,-1055) < 0",857,"F(-1070,-1055) > 0"]
[null,"18:00:00",212,4,-1055,-1075,-1055,20,0,0,0,0,null,null,0,"G-1055 - F(-1075,-1055) < 0",857,"F(-1075,-1055) > 0"]
[null,"18:00:00",212,5,-1055,-1080,-1055,20,0,0,0,0,null,null,0,"G-1055 - F(-1080,-1055) < 0",857,"F(-1080,-1055) > 0"]
[null,"18:00:00",212,6,-1055,-1085,-1055,20,0,0,0,0,null,null,0,"G-1055 - F(-1085,-1055) < 0",857,"F(-1085,-1055) > 0"]
[null,"17:55:00",213,1,-1060,-1065,-1060,20,10,10,0,0,{"$f":"MAX(K1281:K1286)","v":0},{"$f":"MAX(K1281:K1286)/$Q$1","v":0},0,"G-1060 - F(-1065,-1060) < 0",857,"F(-1065,-1060) > 0"]
[null,"17:55:00",213,2,-1060,-1070,-1060,20,10,10,0,0,null,null,0,"G-1060 - F(-1070,-1060) < 0",857,"F(-1070,-1060) > 0"]
[null,"17:55:00",213,3,-1060,-1075,-1060,20,10,10,0,0,null,null,0,"G-1060 - F(-1075,-1060) < 0",857,"F(-1075,-1060) > 0"]
[null,"17:55:00",213,4,-1060,-1080,-1060,20,10,10,0,0,null,null,0,"G-1060 - F(-1080,-1060) < 0",857,"F(-1080,-1060) > 0"]
[null,"17:55:00",213,5,-1060,-1085,-1060,20,10,10,0,0,null,null,0,"G-1060 - F(-1085,-1060) < 0",857,"F(-1085,-1060) > 0"]
[null,"17:55:00",213,6,-1060,-1090,-1060,20,10,10,0,0,null,null,0,"G-1060 - F(-1090,-1060) < 0",857,"F(-1090,-1060) > 0"]
[null,"17:50:00",214,1,-1065,-1070,-1065,20,10,10,0,0,{"$f":"MAX(K1287:K1292)","v":0},{"$f":"MAX(K1287:K1292)/$Q$1","v":0},0,"G-1065 - F(-1070,-1065) < 0",857,"F(-1070,-1065) > 0"]
[null,"17:50:00",214,2,-1065,-1075,-1065,20,10,10,0,0,null,null,0,"G-1065 - F(-1075,-1065) < 0",857,"F(-1075,-1065) > 0"]
[null,"17:50:00",214,3,-1065,-1080,-1065,20,10,10,0,{"$f":"O1289/Q1289","v":0},null,null,0,"G-1065 - F(-1080,-1065) < 0",857,"F(-1080,-1065) > 0"]
[null,"17:50:00",214,4,-1065,{"$f":"-(5*C1290-5+5*D1290)","v":-1085},{"$f":"-(5*C1290-5)","v":-1065},20,10,{"$f":"I1290-($J$1*I1290)","v":10},{"$f":"IF((J1290-H1290) < 0, 0, J1290-H1290)","v":0},0,null,null,0,"G-1065 - F(-1085,-1065) < 0",{"$f":"$Q$6","v":857},"F(-1085,-1065) > 0"]
[null,"17:50:00",214,5,-1065,-1090,-1065,20,10,10,0,0,null,null,0,"G-1065 - F(-1090,-1065) < 0",857,"F(-1090,-1065) > 0"]
[null,"17:50:00",214,6,-1065,-1095,-1065,20,10,10,0,0,null,null,0,"G-1065 - F(-1095,-1065) < 0",857,"F(-1095,-1065) > 0"]
[null,"17:45:00",215,1,-1070,-1075,-1070,20,10,10,0,0,{"$f":"MAX(K1293:K1298)","v":0},{"$f":"MAX(K1293:K1298)/$Q$1","v":0},0,"G-1070 - F(-1075,-1070) < 0",857,"F(-1075,-1070) > 0"]
[null,"17:45:00",215,2,-1070,-1080,-1070,20,10,10,0,0,null,null,0,"G-1070 - F(-1080,-1070) < 0",857,"F(-1080,-1070) > 0"]
[null,"17:45:00",215,3,-1070,-1085,-1070,20,10,10,0,0,null,null,0,"G-1070 - F(-1085,-1070) < 0",857,"F(-1085,-1070) > 0"]
[null,"17:45:00",215,4,-1070,-1090,-1070,20,10,10,0,0,null,null,0,"G-1070 - F(-1090,-1070) < 0",857,"F(-1090,-1070) > 0"]
[null,"17:45:00",215,5,-1070,-1095,-1070,20,10,10,0,0,null,null,0,"G-1070 - F(-1095,-1070) < 0",857,"F(-1095,-1070) > 0"]
[null,"17:45:00",215,6,-1070,-1100,-1070,20,10,10,0,0,null,null,0,"G-1070 - F(-1100,-1070) < 0",857,"F(-1100,-1070) > 0"]
[null,"17:40:00",216,1,-1075,-1080,-1075,20,10,10,0,0,{"$f":"MAX(K1299:K1304)","v":0},{"$f":"MAX(K1299:K1304)/$Q$1","v":0},0,"G-1075 - F(-1080,-1075) < 0",857,"F(-1080,-1075) > 0"]
[null,"17:40:00",216,2,-1075,-1085,-1075,20,10,10,0,0,null,null,0,"G-1075 - F(-1085,-1075) < 0",857,"F(-1085,-1075) > 0"]
[null,"17:40:00",216,3,-1075,-1090,-1075,20,10,10,0,0,null,null,{"$f":"IF((H1301-J1301)<0, O1302+1, O1302)","v":0},"G-1075 - F(-1090,-1075) < 0",857,"F(-1090,-1075) > 0"]
[null,"17:40:00",216,4,-1075,-1095,-1075,20,10,10,0,0,null,null,0,"G-1075 - F(-1095,-1075) < 0",857,"F(-1095,-1075) > 0"]
[null,"17:40:00",216,5,-1075,-1100,-1075,20,10,10,0,0,null,null,0,"G-1075 - F(-1100,-1075) < 0",857,"F(-1100,-1075) > 0"]
[null,"17:40:00",216,6,-1075,-1105,-1075,20,10,10,0,0,null,null,0,"G-1075 - F(-1105,-1075) < 0",857,"F(-1105,-1075) > 0"]
[null,"17:35:00",217,1,-1080,-1085,-1080,20,10,10,0,0,{"$f":"MAX(K1305:K1310)","v":0},{"$f":"MAX(K1305:K1310)/$Q$1","v":0},0,"G-1080 - F(-1085,-1080) < 0",857,"F(-1085,-1080) > 0"]
[null,"17:35:00",217,2,-1080,-1090,-1080,20,10,10,0,0,null,null,0,"G-1080 - F(-1090,-1080) < 0",857,"F(-1090,-1080) > 0"]
[null,"17:35:00",217,3,-1080,-1095,-1080,20,10,10,0,0,null,null,0,"G-1080 - F(-1095,-1080) < 0",857,"F(-1095,-1080) > 0"]
[null,"17:35:00",217,4,-1080,-1100,-1080,20,10,10,0,0,null,null,0,"G-1080 - F(-1100,-1080) < 0",857,"F(-1100,-1080) > 0"]
[null,"17:35:00",217,5,-1080,-1105,-1080,20,10,10,0,0,null,null,0,"G-1080 - F(-1105,-1080) < 0",857,"F(-1105,-1080) > 0"]
[null,"17:35:00",217,6,-1080,-1110,-1080,20,10,10,0,0,null,null,0,"G-1080 - F(-1110,-1080) < 0",857,"F(-1110,-1080) > 0"]
[null,"17:30:00",218,1,-1085,-1090,-1085,20,10,10,0,0,{"$f":"MAX(K1311:K1316)","v":0},{"$f":"MAX(K1311:K1316)/$Q$1","v":0},0,"G-1085 - F(-1090,-1085) < 0",857,"F(-1090,-1085) > 0"]
[null,"17:30:00",218,2,-1085,-1095,-1085,20,10,10,0,0,null,null,0,"G-1085 - F(-1095,-1085) < 0",857,"F(-1095,-1085) > 0"]
[null,"17:30:00",218,3,-1085,-1100,-1085,20,10,10,0,0,null,null,0,"G-1085 - F(-1100,-1085) < 0",857,"F(-1100,-1085) > 0"]
[null,"17:30:00",218,4,-1085,-1105,-1085,20,10,10,0,0,null,null,0,"G-1085 - F(-1105,-1085) < 0",857,"F(-1105,-1085) > 0"]
[null,"17:30:00",218,5,-1085,-1110,-1085,20,10,10,0,0,null,null,0,"G-1085 - F(-1110,-1085) < 0",857,"F(-1110,-1085) > 0"]
[null,"17:30:00",218,6,-1085,-1115,-1085,20,10,10,0,0,null,null,0,"G-1085 - F(-1115,-1085) < 0",857,"F(-1115,-1085) > 0"]
[null,"17:25:00",219,1,-1090,-1095,-1090,20,10,10,0,0,{"$f":"MAX(K1317:K1322)","v":0},{"$f":"MAX(K1317:K1322)/$Q$1","v":0},0,"G-1090 - F(-1095,-1090) < 0",857,"F(-1095,-1090) > 0"]
[null,"17:25:00",219,2,-1090,-1100,-1090,20,10,10,0,0,null,null,0,"G-1090 - F(-1100,-1090) < 0",857,"F(-1100,-1090) > 0"]
[null,"17:25:00",219,3,-1090,-1105,-1090,20,10,10,0,0,null,null,0,"G-1090 - F(-1105,-1090) < 0",857,"F(-1105,-1090) > 0"]
[null,"17:25:00",219,4,-1090,-1110,-1090,20,10,10,0,0,null,null,0,"G-1090 - F(-1110,-1090) < 0",857,"F(-1110,-1090) > 0"]
[null,"17:25:00",219,5,-1090,-1115,-1090,20,10,10,0,0,null,null,0,"G-1090 - F(-1115,-1090) < 0",857,"F(-1115,-1090) > 0"]
[null,"17:25:00",219,6,-1090,-1120,-1090,20,10,10,0,0,null,null,0,"G-1090 - F(-1120,-1090) < 0",857,"F(-1120,-1090) > 0"]
[null,"17:20:00",220,1,-1095,-1100,-1095,20,10,10,0,0,{"$f":"MAX(K1323:K1328)","v":0},{"$f":"MAX(K1323:K1328)/$Q$1","v":0},0,"G-1095 - F(-1100,-1095) < 0",857,"F(-1100,-1095) > 0"]
[null,"17:20:00",220,2,-1095,-1105,-1095,20,10,10,0,0,null,null,0,"G-1095 - F(-1105,-1095) < 0",857,"F(-1105,-1095) > 0"]
[null,"17:20:00",220,3,-1095,-1110,-1095,20,10,10,0,0,null,null,0,"G-1095 - F(-1110,-1095) < 0",857,"F(-1110,-1095) > 0"]
[null,"17:20:00",220,4,-1095,-1115,-1095,20,10,10,0,0,null,null,0,"G-1095 - F(-1115,-1095) < 0",857,"F(-1115,-1095) > 0"]
[null,"17:20:00",220,5,-1095,-1120,-1095,20,10,10,0,0,null,null,0,"G-1095 - F(-1120,-1095) < 0",857,"F(-1120,-1095) > 0"]
[null,"17:20:00",220,6,-1095,-1125,-1095,20,10,10,0,0,null,null,0,"G-1095 - F(-1125,-1095) < 0",857,"F(-1125,-1095) > 0"]
[null,"17:15:00",221,1,-1100,-1105,-1100,20,10,10,0,0,{"$f":"MAX(K1329:K1334)","v":0},{"$f":"MAX(K1329:K1334)/$Q$1","v":0},0,"G-1100 - F(-1105,-1100) < 0",857,"F(-1105,-1100) > 0"]
[null,"17:15:00",221,2,-1100,-1110,-1100,20,10,10,0,0,null,null,0,"G-1100 - F(-1110,-1100) < 0",857,"F(-1110,-1100) > 0"]
[null,"17:15:00",221,3,-1100,-1115,-1100,20,10,10,0,0,null,null,0,"G-1100 - F(-1115,-1100) < 0",857,"F(-1115,-1100) > 0"]
[null,"17:15:00",221,4,-1100,-1120,-1100,20,10,10,0,0,null,null,0,"G-1100 - F(-1120,-1100) < 0",857,"F(-1120,-1100) > 0"]
[null,"17:15:00",221,5,-1100,-1125,-1100,20,10,10,0,0,null,null,0,"G-1100 - F(-1125,-1100) < 0",857,"F(-1125,-1100) > 0"]
[null,"17:15:00",221,6,-1100,-1130,-1100,20,10,10,0,0,null,null,0,"G-1100 - F(-1130,-1100) < 0",857,"F(-1130,-1100) > 0"]
[null,"17:10:00",222,1,-1105,-1110,-1105,20,10,10,0,0,{"$f":"MAX(K1335:K1340)","v":0},{"$f":"MAX(K1335:K1340)/$Q$1","v":0},0,"G-1105 - F(-1110,-1105) < 0",857,"F(-1110,-1105) > 0"]
[null,"17:10:00",222,2,-1105,-1115,-1105,20,10,10,0,0,null,null,0,"G-1105 - F(-1115,-1105) < 0",857,"F(-1115,-1105) > 0"]
[null,"17:10:00",222,3,-1105,-1120,-1105,20,10,10,0,0,null,null,0,"G-1105 - F(-1120,-1105) < 0",857,"F(-1120,-1105) > 0"]
[null,"17:10:00",222,4,-1105,-1125,-1105,20,10,10,0,0,null,null,0,"G-1105 - F(-1125,-1105) < 0",857,"F(-1125,-1105) > 0"]
[null,"17:10:00",222,5,-1105,-1130,-1105,20,10,10,0,0,null,null,0,"G-1105 - F(-1130,-1105) < 0",857,"F(-1130,-1105) > 0"]
[null,"17:10:00",222,6,-1105,-1135,-1105,20,10,10,0,0,null,null,0,"G-1105 - F(-1135,-1105) < 0",857,"F(-1135,-1105) > 0"]
[null,"17:05:00",223,1,-1110,-1115,-1110,20,10,10,0,0,{"$f":"MAX(K1341:K1346)","v":0},{"$f":"MAX(K1341:K1346)/$Q$1","v":0},0,"G-1110 - F(-1115,-1110) < 0",857,"F(-1115,-1110) > 0"]
[null,"17:05:00",223,2,-1110,-1120,-1110,20,10,10,0,0,null,null,0,"G-1110 - F(-1120,-1110) < 0",857,"F(-1120,-1110) > 0"]
[null,"17:05:00",223,3,-1110,-1125,-1110,20,10,10,0,0,null,null,0,"G-1110 - F(-1125,-1110) < 0",857,"F(-1125,-1110) > 0"]
[null,"17:05:00",223,4,-1110,-1130,-1110,20,10,10,0,0,null,null,0,"G-1110 - F(-1130,-1110) < 0",857,"F(-1130,-1110) > 0"]
[null,"17:05:00",223,5,-1110,-1135,-1110,20,10,10,0,0,null,null,0,"G-1110 - F(-1135,-1110) < 0",857,"F(-1135,-1110) > 0"]
[null,"17:05:00",223,6,-1110,-1140,-1110,20,10,10,0,0,null,null,0,"G-1110 - F(-1140,-1110) < 0",857,"F(-1140,-1110) > 0"]
[null,"17:00:00",224,1,-1115,-1120,-1115,20,10,10,0,0,{"$f":"MAX(K1347:K1352)","v":0},{"$f":"MAX(K1347:K1352)/$Q$1","v":0},0,"G-1115 - F(-1120,-1115) < 0",857,"F(-1120,-1115) > 0"]
[null,"17:00:00",224,2,-1115,-1125,-1115,20,10,10,0,0,null,null,0,"G-1115 - F(-1125,-1115) < 0",857,"F(-1125,-1115) > 0"]
[null,"17:00:00",224,3,-1115,-1130,-1115,20,10,10,0,0,null,null,0,"G-1115 - F(-1130,-1115) < 0",857,"F(-1130,-1115) > 0"]
[null,"17:00:00",224,4,-1115,-1135,-1115,20,10,10,0,0,null,null,0,"G-1115 - F(-1135,-1115) < 0",857,"F(-1135,-1115) > 0"]
[null,"17:00:00",224,5,-1115,-1140,-1115,20,10,10,0,0,null,null,0,"G-1115 - F(-1140,-1115) < 0",857,"F(-1140,-1115) > 0"]
[null,"17:00:00",224,6,-1115,-1145,-1115,20,10,10,0,0,null,null,0,"G-1115 - F(-1145,-1115) < 0",857,"F(-1145,-1115) > 0"]
[null,"16:55:00",225,1,-1120,-1125,-1120,20,10,10,0,{"$f":"O1353/Q1353","v":0},{"$f":"MAX(K1353:K1358)","v":0},{"$f":"MAX(K1353:K1358)/$Q$1","v":0},0,"G-1120 - F(-1125,-1120) < 0",857,"F(-1125,-1120) > 0"]
[null,"16:55:00",225,2,-1120,{"$f":"-(5*C1354-5+5*D1354)","v":-1130},{"$f":"-(5*C1354-5)","v":-1120},20,10,{"$f":"I1354-($J$1*I1354)","v":10},{"$f":"IF((J1354-H1354) < 0, 0, J1354-H1354)","v":0},0,null,null,0,"G-1120 - F(-1130,-1120) < 0",{"$f":"$Q$6","v":857},"F(-1130,-1120) > 0"]
[null,"16:55:00",225,3,-1120,-1135,-1120,20,10,10,0,0,null,null,0,"G-1120 - F(-1135,-1120) < 0",857,"F(-1135,-1120) > 0"]
[null,"16:55:00",225,4,-1120,-1140,-1120,20,10,10,0,0,null,null,0,"G-1120 - F(-1140,-1120) < 0",857,"F(-1140,-1120) > 0"]
[null,"16:55:00",225,5,-1120,-1145,-1120,20,10,10,0,0,null,null,0,"G-1120 - F(-1145,-1120) < 0",857,"F(-1145,-1120) > 0"]
[null,"16:55:00",225,6,-1120,-1150,-1120,20,10,10,0,0,null,null,0,"G-1120 - F(-1150,-1120) < 0",857,"F(-1150,-1120) > 0"]
[null,"16:50:00",226,1,-1125,-1130,-1125,20,10,10,0,0,{"$f":"MAX(K1359:K1364)","v":0},{"$f":"MAX(K1359:K1364)/$Q$1","v":0},0,"G-1125 - F(-1130,-1125) < 0",857,"F(-1130,-1125) > 0"]
[null,"16:50:00",226,2,-1125,-1135,-1125,20,10,10,0,0,null,null,0,"G-1125 - F(-1135,-1125) < 0",857,"F(-1135,-1125) > 0"]
[null,"16:50:00",226,3,-1125,-1140,-1125,20,10,10,0,0,null,null,0,"G-1125 - F(-1140,-1125) < 0",857,"F(-1140,-1125) > 0"]
[null,"16:50:00",226,4,-1125,-1145,-1125,20,10,10,0,0,null,null,0,"G-1125 - F(-1145,-1125) < 0",857,"F(-1145,-1125) > 0"]
[null,"16:50:00",226,5,-1125,-1150,-1125,20,10,10,0,0,null,null,0,"G-1125 - F(-1150,-1125) < 0",857,"F(-1150,-1125) > 0"]
[null,"16:50:00",226,6,-1125,-1155,-1125,20,10,10,0,0,null,null,0,"G-1125 - F(-1155,-1125) < 0",857,"F(-1155,-1125) > 0"]
[null,"16:45:00",227,1,-1130,-1135,-1130,20,10,10,0,0,{"$f":"MAX(K1365:K1370)","v":0},{"$f":"MAX(K1365:K1370)/$Q$1","v":0},{"$f":"IF((H1365-J1365)<0, O1366+1, O1366)","v":0},"G-1130 - F(-1135,-1130) < 0",857,"F(-1135,-1130) > 0"]
[null,"16:45:00",227,2,-1130,-1140,-1130,20,10,10,0,0,null,null,0,"G-1130 - F(-1140,-1130) < 0",857,"F(-1140,-1130) > 0"]
[null,"16:45:00",227,3,-1130,-1145,-1130,20,10,10,0,0,null,null,0,"G-1130 - F(-1145,-1130) < 0",857,"F(-1145,-1130) > 0"]
[null,"16:45:00",227,4,-1130,-1150,-1130,20,10,10,0,0,null,null,0,"G-1130 - F(-1150,-1130) < 0",857,"F(-1150,-1130) > 0"]
[null,"16:45:00",227,5,-1130,-1155,-1130,20,10,10,0,0,null,null,0,"G-1130 - F(-1155,-1130) < 0",857,"F(-1155,-1130) > 0"]
[null,"16:45:00",227,6,-1130,-1160,-1130,20,10,10,0,0,null,null,0,"G-1130 - F(-1160,-1130) < 0",857,"F(-1160,-1130) > 0"]
[null,"16:40:00",228,1,-1135,-1140,-1135,20,10,10,0,0,{"$f":"MAX(K1371:K1376)","v":0},{"$f":"MAX(K1371:K1376)/$Q$1","v":0},0,"G-1135 - F(-1140,-1135) < 0",857,"F(-1140,-1135) > 0"]
[null,"16:40:00",228,2,-1135,-1145,-1135,20,10,10,0,0,null,null,0,"G-1135 - F(-1145,-1135) < 0",857,"F(-1145,-1135) > 0"]
[null,"16:40:00",228,3,-1135,-1150,-1135,20,10,10,0,0,null,null,0,"G-1135 - F(-1150,-1135) < 0",857,"F(-1150,-1135) > 0"]
[null,"16:40:00",228,4,-1135,-1155,-1135,20,10,10,0,0,null,null,0,"G-1135 - F(-1155,-1135) < 0",857,"F(-1155,-1135) > 0"]
[null,"16:40:00",228,5,-1135,-1160,-1135,20,10,10,0,0,null,null,0,"G-1135 - F(-1160,-1135) < 0",857,"F(-1160,-1135) > 0"]
[null,"16:40:00",228,6,-1135,-1165,-1135,20,10,10,0,0,null,null,0,"G-1135 - F(-1165,-1135) < 0",857,"F(-1165,-1135) > 0"]
[null,"16:35:00",229,1,-1140,-1145,-1140,20,10,10,0,0,{"$f":"MAX(K1377:K1382)","v":0},{"$f":"MAX(K1377:K1382)/$Q$1","v":0},0,"G-1140 - F(-1145,-1140) < 0",857,"F(-1145,-1140) > 0"]
[null,"16:35:00",229,2,-1140,-1150,-1140,20,10,10,0,0,null,null,0,"G-1140 - F(-1150,-1140) < 0",857,"F(-1150,-1140) > 0"]
[null,"16:35:00",229,3,-1140,-1155,-1140,20,10,10,0,0,null,null,0,"G-1140 - F(-1155,-1140) < 0",857,"F(-1155,-1140) > 0"]
[null,"16:35:00",229,4,-1140,-1160,-1140,20,10,10,0,0,null,null,0,"G-1140 - F(-1160,-1140) < 0",857,"F(-1160,-1140) > 0"]
[null,"16:35:00",229,5,-1140,-1165,-1140,20,10,10,0,0,null,null,0,"G-1140 - F(-1165,-1140) < 0",857,"F(-1165,-1140) > 0"]
[null,"16:35:00",229,6,-1140,-1170,-1140,20,10,10,0,0,null,null,0,"G-1140 - F(-1170,-1140) < 0",857,"F(-1170,-1140) > 0"]
[null,"16:30:00",230,1,-1145,-1150,-1145,20,10,10,0,0,{"$f":"MAX(K1383:K1388)","v":0},{"$f":"MAX(K1383:K1388)/$Q$1","v":0},0,"G-1145 - F(-1150,-1145) < 0",857,"F(-1150,-1145) > 0"]
[null,"16:30:00",230,2,-1145,-1155,-1145,20,10,10,0,0,null,null,0,"G-1145 - F(-1155,-1145) < 0",857,"F(-1155,-1145) > 0"]
[null,"16:30:00",230,3,-1145,-1160,-1145,20,10,10,0,0,null,null,0,"G-1145 - F(-1160,-1145) < 0",857,"F(-1160,-1145) > 0"]
[null,"16:30:00",230,4,-1145,-1165,-1145,20,10,10,0,0,null,null,0,"G-1145 - F(-1165,-1145) < 0",857,"F(-1165,-1145) > 0"]
[null,"16:30:00",230,5,-1145,-1170,-1145,20,10,10,0,0,null,null,0,"G-1145 - F(-1170,-1145) < 0",857,"F(-1170,-1145) > 0"]
[null,"16:30:00",230,6,-1145,-1175,-1145,20,10,10,0,0,null,null,0,"G-1145 - F(-1175,-1145) < 0",857,"F(-1175,-1145) > 0"]
[null,"16:25:00",231,1,-1150,-1155,-1150,20,10,10,0,0,{"$f":"MAX(K1389:K1394)","v":0},{"$f":"MAX(K1389:K1394)/$Q$1","v":0},0,"G-1150 - F(-1155,-1150) < 0",857,"F(-1155,-1150) > 0"]
[null,"16:25:00",231,2,-1150,-1160,-1150,20,10,10,0,0,null,null,0,"G-1150 - F(-1160,-1150) < 0",857,"F(-1160,-1150) > 0"]
[null,"16:25:00",231,3,-1150,-1165,-1150,20,10,10,0,0,null,null,0,"G-1150 - F(-1165,-1150) < 0",857,"F(-1165,-1150) > 0"]
[null,"16:25:00",231,4,-1150,-1170,-1150,20,10,10,0,0,null,null,0,"G-1150 - F(-1170,-1150) < 0",857,"F(-1170,-1150) > 0"]
[null,"16:25:00",231,5,-1150,-1175,-1150,20,10,10,0,0,null,null,0,"G-1150 - F(-1175,-1150) < 0",857,"F(-1175,-1150) > 0"]
[null,"16:25:00",231,6,-1150,-1180,-1150,20,10,10,0,0,null,null,0,"G-1150 - F(-1180,-1150) < 0",857,"F(-1180,-1150) > 0"]
[null,"16:20:00",232,1,-1155,-1160,-1155,20,10,10,0,0,{"$f":"MAX(K1395:K1400)","v":0},{"$f":"MAX(K1395:K1400)/$Q$1","v":0},0,"G-1155 - F(-1160,-1155) < 0",857,"F(-1160,-1155) > 0"]
[null,"16:20:00",232,2,-1155,-1165,-1155,20,10,10,0,0,null,null,0,"G-1155 - F(-1165,-1155) < 0",857,"F(-1165,-1155) > 0"]
[null,"16:20:00",232,3,-1155,-1170,-1155,20,10,10,0,0,null,null,0,"G-1155 - F(-1170,-1155) < 0",857,"F(-1170,-1155) > 0"]
[null,"16:20:00",232,4,-1155,-1175,-1155,20,10,10,0,0,null,null,0,"G-1155 - F(-1175,-1155) < 0",857,"F(-1175,-1155) > 0"]
[null,"16:20:00",232,5,-1155,-1180,-1155,20,10,10,0,0,null,null,0,"G-1155 - F(-1180,-1155) < 0",857,"F(-1180,-1155) > 0"]
[null,"16:20:00",232,6,-1155,-1185,-1155,20,10,10,0,0,null,null,0,"G-1155 - F(-1185,-1155) < 0",857,"F(-1185,-1155) > 0"]
[null,"16:15:00",233,1,-1160,-1165,-1160,20,10,10,0,0,{"$f":"MAX(K1401:K1406)","v":0},{"$f":"MAX(K1401:K1406)/$Q$1","v":0},0,"G-1160 - F(-1165,-1160) < 0",857,"F(-1165,-1160) > 0"]
[null,"16:15:00",233,2,-1160,-1170,-1160,20,10,10,0,0,null,null,0,"G-1160 - F(-1170,-1160) < 0",857,"F(-1170,-1160) > 0"]
[null,"16:15:00",233,3,-1160,-1175,-1160,20,10,10,0,0,null,null,0,"G-1160 - F(-1175,-1160) < 0",857,"F(-1175,-1160) > 0"]
[null,"16:15:00",233,4,-1160,-1180,-1160,20,10,10,0,0,null,null,0,"G-1160 - F(-1180,-1160) < 0",857,"F(-1180,-1160) > 0"]
[null,"16:15:00",233,5,-1160,-1185,-1160,20,10,10,0,0,null,null,0,"G-1160 - F(-1185,-1160) < 0",857,"F(-1185,-1160) > 0"]
[null,"16:15:00",233,6,-1160,-1190,-1160,20,10,10,0,0,null,null,0,"G-1160 - F(-1190,-1160) < 0",857,"F(-1190,-1160) > 0"]
[null,"16:10:00",234,1,-1165,-1170,-1165,20,10,10,0,0,{"$f":"MAX(K1407:K1412)","v":0},{"$f":"MAX(K1407:K1412)/$Q$1","v":0},0,"G-1165 - F(-1170,-1165) < 0",857,"F(-1170,-1165) > 0"]
[null,"16:10:00",234,2,-1165,-1175,-1165,20,10,10,0,0,null,null,0,"G-1165 - F(-1175,-1165) < 0",857,"F(-1175,-1165) > 0"]
[null,"16:10:00",234,3,-1165,-1180,-1165,20,10,10,0,0,null,null,0,"G-1165 - F(-1180,-1165) < 0",857,"F(-1180,-1165) > 0"]
[null,"16:10:00",234,4,-1165,-1185,-1165,20,10,10,0,0,null,null,0,"G-1165 - F(-1185,-1165) < 0",857,"F(-1185,-1165) > 0"]
[null,"16:10:00",234,5,-1165,-1190,-1165,20,10,10,0,0,null,null,0,"G-1165 - F(-1190,-1165) < 0",857,"F(-1190,-1165) > 0"]
[null,"16:10:00",234,6,-1165,-1195,-1165,20,10,10,0,0,null,null,0,"G-1165 - F(-1195,-1165) < 0",857,"F(-1195,-1165) > 0"]
[null,"16:05:00",235,1,-1170,-1175,-1170,20,10,10,0,0,{"$f":"MAX(K1413:K1418)","v":0},{"$f":"MAX(K1413:K1418)/$Q$1","v":0},0,"G-1170 - F(-1175,-1170) < 0",857,"F(-1175,-1170) > 0"]
[null,"16:05:00",235,2,-1170,-1180,-1170,20,10,10,0,0,null,null,0,"G-1170 - F(-1180,-1170) < 0",857,"F(-1180,-1170) > 0"]
[null,"16:05:00",235,3,-1170,-1185,-1170,20,10,10,0,0,null,null,0,"G-1170 - F(-1185,-1170) < 0",857,"F(-1185,-1170) > 0"]
[null,"16:05:00",235,4,-1170,-1190,-1170,20,10,10,0,0,null,null,0,"G-1170 - F(-1190,-1170) < 0",857,"F(-1190,-1170) > 0"]
[null,"16:05:00",235,5,-1170,-1195,-1170,20,10,10,0,{"$f":"O1417/Q1417","v":0},null,null,0,"G-1170 - F(-1195,-1170) < 0",857,"F(-1195,-1170) > 0"]
[null,"16:05:00",235,6,-1170,{"$f":"-(5*C1418-5+5*D1418)","v":-1200},{"$f":"-(5*C1418-5)","v":-1170},20,10,{"$f":"I1418-($J$1*I1418)","v":10},{"$f":"IF((J1418-H1418) < 0, 0, J1418-H1418)","v":0},0,null,null,0,"G-1170 - F(-1200,-1170) < 0",{"$f":"$Q$6","v":857},"F(-1200,-1170) > 0"]
[null,"16:00:00",236,1,-1175,-1180,-1175,20,10,10,0,0,{"$f":"MAX(K1419:K1424)","v":0},{"$f":"MAX(K1419:K1424)/$Q$1","v":0},0,"G-1175 - F(-1180,-1175) < 0",857,"F(-1180,-1175) > 0"]
[null,"16:00:00",236,2,-1175,-1185,-1175,20,10,10,0,0,null,null,0,"G-1175 - F(-1185,-1175) < 0",857,"F(-1185,-1175) > 0"]
[null,"16:00:00",236,3,-1175,-1190,-1175,20,10,10,0,0,null,null,0,"G-1175 - F(-1190,-1175) < 0",857,"F(-1190,-1175) > 0"]
[null,"16:00:00",236,4,-1175,-1195,-1175,20,10,10,0,0,null,null,0,"G-1175 - F(-1195,-1175) < 0",857,"F(-1195,-1175) > 0"]
[null,"16:00:00",236,5,-1175,-1200,-1175,20,10,10,0,0,null,null,0,"G-1175 - F(-1200,-1175) < 0",857,"F(-1200,-1175) > 0"]
[null,"16:00:00",236,6,-1175,-1205,-1175,20,10,10,0,0,null,null,0,"G-1175 - F(-1205,-1175) < 0",857,"F(-1205,-1175) > 0"]
[null,"15:55:00",237,1,-1180,-1185,-1180,20,10,10,0,0,{"$f":"MAX(K1425:K1430)","v":0},{"$f":"MAX(K1425:K1430)/$Q$1","v":0},0,"G-1180 - F(-1185,-1180) < 0",857,"F(-1185,-1180) > 0"]
[null,"15:55:00",237,2,-1180,-1190,-1180,20,10,10,0,0,null,null,0,"G-1180 - F(-1190,-1180) < 0",857,"F(-1190,-1180) > 0"]
[null,"15:55:00",237,3,-1180,-1195,-1180,20,10,10,0,0,null,null,0,"G-1180 - F(-1195,-1180) < 0",857,"F(-1195,-1180) > 0"]
[null,"15:55:00",237,4,-1180,-1200,-1180,20,10,10,0,0,null,null,0,"G-1180 - F(-1200,-1180) < 0",857,"F(-1200,-1180) > 0"]
[null,"15:55:00",237,5,-1180,-1205,-1180,20,10,10,0,0,null,null,{"$f":"IF((H1429-J1429)<0, O1430+1, O1430)","v":0},"G-1180 - F(-1205,-1180) < 0",857,"F(-1205,-1180) > 0"]
[null,"15:55:00",237,6,-1180,-1210,-1180,20,10,10,0,0,null,null,0,"G-1180 - F(-1210,-1180) < 0",857,"F(-1210,-1180) > 0"]
[null,"15:50:00",238,1,-1185,-1190,-1185,20,10,10,0,0,{"$f":"MAX(K1431:K1436)","v":0},{"$f":"MAX(K1431:K1436)/$Q$1","v":0},0,"G-1185 - F(-1190,-1185) < 0",857,"F(-1190,-1185) > 0"]
[null,"15:50:00",238,2,-1185,-1195,-1185,20,10,10,0,0,null,null,0,"G-1185 - F(-1195,-1185) < 0",857,"F(-1195,-1185) > 0"]
[null,"15:50:00",238,3,-1185,-1200,-1185,20,10,10,0,0,null,null,0,"G-1185 - F(-1200,-1185) < 0",857,"F(-1200,-1185) > 0"]
[null,"15:50:00",238,4,-1185,-1205,-1185,20,10,10,0,0,null,null,0,"G-1185 - F(-1205,-1185) < 0",857,"F(-1205,-1185) > 0"]
[null,"15:50:00",238,5,-1185,-1210,-1185,20,10,10,0,0,null,null,0,"G-1185 - F(-1210,-1185) < 0",857,"F(-1210,-1185) > 0"]
[null,"15:50:00",238,6,-1185,-1215,-1185,20,10,10,0,0,null,null,0,"G-1185 - F(-1215,-1185) < 0",857,"F(-1215,-1185) > 0"]
[null,"15:45:00",239,1,-1190,-1195,-1190,20,10,10,0,0,{"$f":"MAX(K1437:K1442)","v":0},{"$f":"MAX(K1437:K1442)/$Q$1","v":0},0,"G-1190 - F(-1195,-1190) < 0",857,"F(-1195,-1190) > 0"]
[null,"15:45:00",239,2,-1190,-1200,-1190,20,10,10,0,0,null,null,0,"G-1190 - F(-1200,-1190) < 0",857,"F(-1200,-1190) > 0"]
[null,"15:45:00",239,3,-1190,-1205,-1190,20,10,10,0,0,null,null,0,"G-1190 - F(-1205,-1190) < 0",857,"F(-1205,-1190) > 0"]
[null,"15:45:00",239,4,-1190,-1210,-1190,20,10,10,0,0,null,null,0,"G-1190 - F(-1210,-1190) < 0",857,"F(-1210,-1190) > 0"]
[null,"15:45:00",239,5,-1190,-1215,-1190,20,10,10,0,0,null,null,0,"G-1190 - F(-1215,-1190) < 0",857,"F(-1215,-1190) > 0"]
[null,"15:45:00",239,6,-1190,-1220,-1190,20,10,10,0,0,null,null,0,"G-1190 - F(-1220,-1190) < 0",857,"F(-1220,-1190) > 0"]
[null,"15:40:00",240,1,-1195,-1200,-1195,20,10,10,0,0,{"$f":"MAX(K1443:K1448)","v":0},{"$f":"MAX(K1443:K1448)/$Q$1","v":0},0,"G-1195 - F(-1200,-1195) < 0",857,"F(-1200,-1195) > 0"]
[null,"15:40:00",240,2,-1195,-1205,-1195,20,10,10,0,0,null,null,0,"G-1195 - F(-1205,-1195) < 0",857,"F(-1205,-1195) > 0"]
[null,"15:40:00",240,3,-1195,-1210,-1195,20,10,10,0,0,null,null,0,"G-1195 - F(-1210,-1195) < 0",857,"F(-1210,-1195) > 0"]
[null,"15:40:00",240,4,-1195,-1215,-1195,20,10,10,0,0,null,null,0,"G-1195 - F(-1215,-1195) < 0",857,"F(-1215,-1195) > 0"]
[null,"15:40:00",240,5,-1195,-1220,-1195,20,10,10,0,0,null,null,0,"G-1195 - F(-1220,-1195) < 0",857,"F(-1220,-1195) > 0"]
[null,"15:40:00",240,6,-1195,-1225,-1195,20,10,10,0,0,null,null,0,"G-1195 - F(-1225,-1195) < 0",857,"F(-1225,-1195) > 0"]
[null,"15:35:00",241,1,-1200,-1205,-1200,20,10,10,0,0,{"$f":"MAX(K1449:K1454)","v":0},{"$f":"MAX(K1449:K1454)/$Q$1","v":0},0,"G-1200 - F(-1205,-1200) < 0",857,"F(-1205,-1200) > 0"]
[null,"15:35:00",241,2,-1200,-1210,-1200,20,10,10,0,0,null,null,0,"G-1200 - F(-1210,-1200) < 0",857,"F(-1210,-1200) > 0"]
[null,"15:35:00",241,3,-1200,-1215,-1200,20,10,10,0,0,null,null,0,"G-1200 - F(-1215,-1200) < 0",857,"F(-1215,-1200) > 0"]
[null,"15:35:00",241,4,-1200,-1220,-1200,20,10,10,0,0,null,null,0,"G-1200 - F(-1220,-1200) < 0",857,"F(-1220,-1200) > 0"]
[null,"15:35:00",241,5,-1200,-1225,-1200,20,10,10,0,0,null,null,0,"G-1200 - F(-1225,-1200) < 0",857,"F(-1225,-1200) > 0"]
[null,"15:35:00",241,6,-1200,-1230,-1200,20,10,10,0,0,null,null,0,"G-1200 - F(-1230,-1200) < 0",857,"F(-1230,-1200) > 0"]
[null,"15:30:00",242,1,-1205,-1210,-1205,20,10,10,0,0,{"$f":"MAX(K1455:K1460)","v":0},{"$f":"MAX(K1455:K1460)/$Q$1","v":0},0,"G-1205 - F(-1210,-1205) < 0",857,"F(-1210,-1205) > 0"]
[null,"15:30:00",242,2,-1205,-1215,-1205,20,10,10,0,0,null,null,0,"G-1205 - F(-1215,-1205) < 0",857,"F(-1215,-1205) > 0"]
[null,"15:30:00",242,3,-1205,-1220,-1205,20,10,10,0,0,null,null,0,"G-1205 - F(-1220,-1205) < 0",857,"F(-1220,-1205) > 0"]
[null,"15:30:00",242,4,-1205,-1225,-1205,20,10,10,0,0,null,null,0,"G-1205 - F(-1225,-1205) < 0",857,"F(-1225,-1205) > 0"]
[null,"15:30:00",242,5,-1205,-1230,-1205,20,10,10,0,0,null,null,0,"G-1205 - F(-1230,-1205) < 0",857,"F(-1230,-1205) > 0"]
[null,"15:30:00",242,6,-1205,-1235,-1205,20,10,10,0,0,null,null,0,"G-1205 - F(-1235,-1205) < 0",857,"F(-1235,-1205) > 0"]
[null,"15:25:00",243,1,-1210,-1215,-1210,20,10,10,0,0,{"$f":"MAX(K1461:K1466)","v":0},{"$f":"MAX(K1461:K1466)/$Q$1","v":0},0,"G-1210 - F(-1215,-1210) < 0",857,"F(-1215,-1210) > 0"]
[null,"15:25:00",243,2,-1210,-1220,-1210,20,10,10,0,0,null,null,0,"G-1210 - F(-1220,-1210) < 0",857,"F(-1220,-1210) > 0"]
[null,"15:25:00",243,3,-1210,-1225,-1210,20,10,10,0,0,null,null,0,"G-1210 - F(-1225,-1210) < 0",857,"F(-1225,-1210) > 0"]
[null,"15:25:00",243,4,-1210,-1230,-1210,20,10,10,0,0,null,null,0,"G-1210 - F(-1230,-1210) < 0",857,"F(-1230,-1210) > 0"]
[null,"15:25:00",243,5,-1210,-1235,-1210,20,10,10,0,0,null,null,0,"G-1210 - F(-1235,-1210) < 0",857,"F(-1235,-1210) > 0"]
[null,"15:25:00",243,6,-1210,-1240,-1210,20,10,10,0,0,null,null,0,"G-1210 - F(-1240,-1210) < 0",857,"F(-1240,-1210) > 0"]
[null,"15:20:00",244,1,-1215,-1220,-1215,20,10,10,0,0,{"$f":"MAX(K1467:K1472)","v":0},{"$f":"MAX(K1467:K1472)/$Q$1","v":0},0,"G-1215 - F(-1220,-1215) < 0",857,"F(-1220,-1215) > 0"]
[null,"15:20:00",244,2,-1215,-1225,-1215,20,10,10,0,0,null,null,0,"G-1215 - F(-1225,-1215) < 0",857,"F(-1225,-1215) > 0"]
[null,"15:20:00",244,3,-1215,-1230,-1215,20,10,10,0,0,null,null,0,"G-1215 - F(-1230,-1215) < 0",857,"F(-1230,-1215) > 0"]
[null,"15:20:00",244,4,-1215,-1235,-1215,20,10,10,0,0,null,null,0,"G-1215 - F(-1235,-1215) < 0",857,"F(-1235,-1215) > 0"]
[null,"15:20:00",244,5,-1215,-1240,-1215,20,10,10,0,0,null,null,0,"G-1215 - F(-1240,-1215) < 0",857,"F(-1240,-1215) > 0"]
[null,"15:20:00",244,6,-1215,-1245,-1215,20,10,10,0,0,null,null,0,"G-1215 - F(-1245,-1215) < 0",857,"F(-1245,-1215) > 0"]
[null,"15:15:00",245,1,-1220,-1225,-1220,20,10,10,0,0,{"$f":"MAX(K1473:K1478)","v":0},{"$f":"MAX(K1473:K1478)/$Q$1","v":0},0,"G-1220 - F(-1225,-1220) < 0",857,"F(-1225,-1220) > 0"]
[null,"15:15:00",245,2,-1220,-1230,-1220,20,10,10,0,0,null,null,0,"G-1220 - F(-1230,-1220) < 0",857,"F(-1230,-1220) > 0"]
[null,"15:15:00",245,3,-1220,-1235,-1220,20,10,10,0,0,null,null,0,"G-1220 - F(-1235,-1220) < 0",857,"F(-1235,-1220) > 0"]
[null,"15:15:00",245,4,-1220,-1240,-1220,20,10,10,0,0,null,null,0,"G-1220 - F(-1240,-1220) < 0",857,"F(-1240,-1220) > 0"]
[null,"15:15:00",245,5,-1220,-1245,-1220,20,10,10,0,0,null,null,0,"G-1220 - F(-1245,-1220) < 0",857,"F(-1245,-1220) > 0"]
[null,"15:15:00",245,6,-1220,-1250,-1220,20,10,10,0,0,null,null,0,"G-1220 - F(-1250,-1220) < 0",857,"F(-1250,-1220) > 0"]
[null,"15:10:00",246,1,-1225,-1230,-1225,20,10,10,0,0,{"$f":"MAX(K1479:K1484)","v":0},{"$f":"MAX(K1479:K1484)/$Q$1","v":0},0,"G-1225 - F(-1230,-1225) < 0",857,"F(-1230,-1225) > 0"]
[null,"15:10:00",246,2,-1225,-1235,-1225,20,10,10,0,0,null,null,0,"G-1225 - F(-1235,-1225) < 0",857,"F(-1235,-1225) > 0"]
[null,"15:10:00",246,3,-1225,-1240,-1225,20,10,10,0,{"$f":"O1481/Q1481","v":0},null,null,0,"G-1225 - F(-1240,-1225) < 0",857,"F(-1240,-1225) > 0"]
[null,"15:10:00",246,4,-1225,{"$f":"-(5*C1482-5+5*D1482)","v":-1245},{"$f":"-(5*C1482-5)","v":-1225},20,10,{"$f":"I1482-($J$1*I1482)","v":10},{"$f":"IF((J1482-H1482) < 0, 0, J1482-H1482)","v":0},0,null,null,0,"G-1225 - F(-1245,-1225) < 0",{"$f":"$Q$6","v":857},"F(-1245,-1225) > 0"]
[null,"15:10:00",246,5,-1225,-1250,-1225,20,10,10,0,0,null,null,0,"G-1225 - F(-1250,-1225) < 0",857,"F(-1250,-1225) > 0"]
[null,"15:10:00",246,6,-1225,-1255,-1225,20,10,10,0,0,null,null,0,"G-1225 - F(-1255,-1225) < 0",857,"F(-1255,-1225) > 0"]
[null,"15:05:00",247,1,-1230,-1235,-1230,20,10,10,0,0,{"$f":"MAX(K1485:K1490)","v":0},{"$f":"MAX(K1485:K1490)/$Q$1","v":0},0,"G-1230 - F(-1235,-1230) < 0",857,"F(-1235,-1230) > 0"]
[null,"15:05:00",247,2,-1230,-1240,-1230,20,10,10,0,0,null,null,0,"G-1230 - F(-1240,-1230) < 0",857,"F(-1240,-1230) > 0"]
[null,"15:05:00",247,3,-1230,-1245,-1230,20,10,10,0,0,null,null,0,"G-1230 - F(-1245,-1230) < 0",857,"F(-1245,-1230) > 0"]
[null,"15:05:00",247,4,-1230,-1250,-1230,20,10,10,0,0,null,null,0,"G-1230 - F(-1250,-1230) < 0",857,"F(-1250,-1230) > 0"]
[null,"15:05:00",247,5,-1230,-1255,-1230,20,10,10,0,0,null,null,0,"G-1230 - F(-1255,-1230) < 0",857,"F(-1255,-1230) > 0"]
[null,"15:05:00",247,6,-1230,-1260,-1230,20,10,10,0,0,null,null,0,"G-1230 - F(-1260,-1230) < 0",857,"F(-1260,-1230) > 0"]
[null,"15:00:00",248,1,-1235,-1240,-1235,20,10,10,0,0,{"$f":"MAX(K1491:K1496)","v":0},{"$f":"MAX(K1491:K1496)/$Q$1","v":0},0,"G-1235 - F(-1240,-1235) < 0",857,"F(-1240,-1235) > 0"]
[null,"15:00:00",248,2,-1235,-1245,-1235,20,10,10,0,0,null,null,0,"G-1235 - F(-1245,-1235) < 0",857,"F(-1245,-1235) > 0"]
[null,"15:00:00",248,3,-1235,-1250,-1235,20,10,10,0,0,null,null,{"$f":"IF((H1493-J1493)<0, O1494+1, O1494)","v":0},"G-1235 - F(-1250,-1235) < 0",857,"F(-1250,-1235) > 0"]
[null,"15:00:00",248,4,-1235,-1255,-1235,20,10,10,0,0,null,null,0,"G-1235 - F(-1255,-1235) < 0",857,"F(-1255,-1235) > 0"]
[null,"15:00:00",248,5,-1235,-1260,-1235,20,10,10,0,0,null,null,0,"G-1235 - F(-1260,-1235) < 0",857,"F(-1260,-1235) > 0"]
[null,"15:00:00",248,6,-1235,-1265,-1235,20,10,10,0,0,null,null,0,"G-1235 - F(-1265,-1235) < 0",857,"F(-1265,-1235) > 0"]
[null,"14:55:00",249,1,-1240,-1245,-1240,20,10,10,0,0,{"$f":"MAX(K1497:K1502)","v":0},{"$f":"MAX(K1497:K1502)/$Q$1","v":0},0,"G-1240 - F(-1245,-1240) < 0",857,"F(-1245,-1240) > 0"]
[null,"14:55:00",249,2,-1240,-1250,-1240,20,10,10,0,0,null,null,0,"G-1240 - F(-1250,-1240) < 0",857,"F(-1250,-1240) > 0"]
[null,"14:55:00",249,3,-1240,-1255,-1240,20,10,10,0,0,null,null,0,"G-1240 - F(-1255,-1240) < 0",857,"F(-1255,-1240) > 0"]
[null,"14:55:00",249,4,-1240,-1260,-1240,20,10,10,0,0,null,null,0,"G-1240 - F(-1260,-1240) < 0",857,"F(-1260,-1240) > 0"]
[null,"14:55:00",249,5,-1240,-1265,-1240,20,10,10,0,0,null,null,0,"G-1240 - F(-1265,-1240) < 0",857,"F(-1265,-1240) > 0"]
[null,"14:55:00",249,6,-1240,-1270,-1240,20,10,10,0,0,null,null,0,"G-1240 - F(-1270,-1240) < 0",857,"F(-1270,-1240) > 0"]
[null,"14:50:00",250,1,-1245,-1250,-1245,20,10,10,0,0,{"$f":"MAX(K1503:K1508)","v":0},{"$f":"MAX(K1503:K1508)/$Q$1","v":0},0,"G-1245 - F(-1250,-1245) < 0",857,"F(-1250,-1245) > 0"]
[null,"14:50:00",250,2,-1245,-1255,-1245,20,10,10,0,0,null,null,0,"G-1245 - F(-1255,-1245) < 0",857,"F(-1255,-1245) > 0"]
[null,"14:50:00",250,3,-1245,-1260,-1245,20,10,10,0,0,null,null,0,"G-1245 - F(-1260,-1245) < 0",857,"F(-1260,-1245) > 0"]
[null,"14:50:00",250,4,-1245,-1265,-1245,20,10,10,0,0,null,null,0,"G-1245 - F(-1265,-1245) < 0",857,"F(-1265,-1245) > 0"]
[null,"14:50:00",250,5,-1245,-1270,-1245,20,10,10,0,0,null,null,0,"G-1245 - F(-1270,-1245) < 0",857,"F(-1270,-1245) > 0"]
[null,"14:50:00",250,6,-1245,-1275,-1245,20,10,10,0,0,null,null,0,"G-1245 - F(-1275,-1245) < 0",857,"F(-1275,-1245) > 0"]
[null,"14:45:00",251,1,-1250,-1255,-1250,20,10,10,0,0,{"$f":"MAX(K1509:K1514)","v":0},{"$f":"MAX(K1509:K1514)/$Q$1","v":0},0,"G-1250 - F(-1255,-1250) < 0",857,"F(-1255,-1250) > 0"]
[null,"14:45:00",251,2,-1250,-1260,-1250,20,10,10,0,0,null,null,0,"G-1250 - F(-1260,-1250) < 0",857,"F(-1260,-1250) > 0"]
[null,"14:45:00",251,3,-1250,-1265,-1250,20,10,10,0,0,null,null,0,"G-1250 - F(-1265,-1250) < 0",857,"F(-1265,-1250) > 0"]
[null,"14:45:00",251,4,-1250,-1270,-1250,20,10,10,0,0,null,null,0,"G-1250 - F(-1270,-1250) < 0",857,"F(-1270,-1250) > 0"]
[null,"14:45:00",251,5,-1250,-1275,-1250,20,10,10,0,0,null,null,0,"G-1250 - F(-1275,-1250) < 0",857,"F(-1275,-1250) > 0"]
[null,"14:45:00",251,6,-1250,-1280,-1250,20,10,10,0,0,null,null,0,"G-1250 - F(-1280,-1250) < 0",857,"F(-1280,-1250) > 0"]
[null,"14:40:00",252,1,-1255,-1260,-1255,20,10,10,0,0,{"$f":"MAX(K1515:K1520)","v":0},{"$f":"MAX(K1515:K1520)/$Q$1","v":0},0,"G-1255 - F(-1260,-1255) < 0",857,"F(-1260,-1255) > 0"]
[null,"14:40:00",252,2,-1255,-1265,-1255,20,10,10,0,0,null,null,0,"G-1255 - F(-1265,-1255) < 0",857,"F(-1265,-1255) > 0"]
[null,"14:40:00",252,3,-1255,-1270,-1255,20,10,10,0,0,null,null,0,"G-1255 - F(-1270,-1255) < 0",857,"F(-1270,-1255) > 0"]
[null,"14:40:00",252,4,-1255,-1275,-1255,20,10,10,0,0,null,null,0,"G-1255 - F(-1275,-1255) < 0",857,"F(-1275,-1255) > 0"]
[null,"14:40:00",252,5,-1255,-1280,-1255,20,10,10,0,0,null,null,0,"G-1255 - F(-1280,-1255) < 0",857,"F(-1280,-1255) > 0"]
[null,"14:40:00",252,6,-1255,-1285,-1255,20,10,10,0,0,null,null,0,"G-1255 - F(-1285,-1255) < 0",857,"F(-1285,-1255) > 0"]
[null,"14:35:00",253,1,-1260,-1265,-1260,20,10,10,0,0,{"$f":"MAX(K1521:K1526)","v":0},{"$f":"MAX(K1521:K1526)/$Q$1","v":0},0,"G-1260 - F(-1265,-1260) < 0",857,"F(-1265,-1260) > 0"]
[null,"14:35:00",253,2,-1260,-1270,-1260,20,10,10,0,0,null,null,0,"G-1260 - F(-1270,-1260) < 0",857,"F(-1270,-1260) > 0"]
[null,"14:35:00",253,3,-1260,-1275,-1260,20,10,10,0,0,null,null,0,"G-1260 - F(-1275,-1260) < 0",857,"F(-1275,-1260) > 0"]
[null,"14:35:00",253,4,-1260,-1280,-1260,20,10,10,0,0,null,null,0,"G-1260 - F(-1280,-1260) < 0",857,"F(-1280,-1260) > 0"]
[null,"14:35:00",253,5,-1260,-1285,-1260,20,10,10,0,0,null,null,0,"G-1260 - F(-1285,-1260) < 0",857,"F(-1285,-1260) > 0"]
[null,"14:35:00",253,6,-1260,-1290,-1260,20,10,10,0,0,null,null,0,"G-1260 - F(-1290,-1260) < 0",857,"F(-1290,-1260) > 0"]
[null,"14:30:00",254,1,-1265,-1270,-1265,20,10,10,0,0,{"$f":"MAX(K1527:K1532)","v":0},{"$f":"MAX(K1527:K1532)/$Q$1","v":0},0,"G-1265 - F(-1270,-1265) < 0",857,"F(-1270,-1265) > 0"]
[null,"14:30:00",254,2,-1265,-1275,-1265,20,10,10,0,0,null,null,0,"G-1265 - F(-1275,-1265) < 0",857,"F(-1275,-1265) > 0"]
[null,"14:30:00",254,3,-1265,-1280,-1265,20,10,10,0,0,null,null,0,"G-1265 - F(-1280,-1265) < 0",857,"F(-1280,-1265) > 0"]
[null,"14:30:00",254,4,-1265,-1285,-1265,20,10,10,0,0,null,null,0,"G-1265 - F(-1285,-1265) < 0",857,"F(-1285,-1265) > 0"]
[null,"14:30:00",254,5,-1265,-1290,-1265,20,10,10,0,0,null,null,0,"G-1265 - F(-1290,-1265) < 0",857,"F(-1290,-1265) > 0"]
[null,"14:30:00",254,6,-1265,-1295,-1265,20,10,10,0,0,null,null,0,"G-1265 - F(-1295,-1265) < 0",857,"F(-1295,-1265) > 0"]
[null,"14:25:00",255,1,-1270,-1275,-1270,20,10,10,0,0,{"$f":"MAX(K1533:K1538)","v":0},{"$f":"MAX(K1533:K1538)/$Q$1","v":0},0,"G-1270 - F(-1275,-1270) < 0",857,"F(-1275,-1270) > 0"]
[null,"14:25:00",255,2,-1270,-1280,-1270,20,10,10,0,0,null,null,0,"G-1270 - F(-1280,-1270) < 0",857,"F(-1280,-1270) > 0"]
[null,"14:25:00",255,3,-1270,-1285,-1270,20,10,10,0,0,null,null,0,"G-1270 - F(-1285,-1270) < 0",857,"F(-1285,-1270) > 0"]
[null,"14:25:00",255,4,-1270,-1290,-1270,20,10,10,0,0,null,null,0,"G-1270 - F(-1290,-1270) < 0",857,"F(-1290,-1270) > 0"]
[null,"14:25:00",255,5,-1270,-1295,-1270,20,10,10,0,0,null,null,0,"G-1270 - F(-1295,-1270) < 0",857,"F(-1295,-1270) > 0"]
[null,"14:25:00",255,6,-1270,-1300,-1270,20,10,10,0,0,null,null,0,"G-1270 - F(-1300,-1270) < 0",857,"F(-1300,-1270) > 0"]
[null,"14:20:00",256,1,-1275,-1280,-1275,20,10,10,0,0,{"$f":"MAX(K1539:K1544)","v":0},{"$f":"MAX(K1539:K1544)/$Q$1","v":0},0,"G-1275 - F(-1280,-1275) < 0",857,"F(-1280,-1275) > 0"]
[null,"14:20:00",256,2,-1275,-1285,-1275,20,10,10,0,0,null,null,0,"G-1275 - F(-1285,-1275) < 0",857,"F(-1285,-1275) > 0"]
[null,"14:20:00",256,3,-1275,-1290,-1275,20,10,10,0,0,null,null,0,"G-1275 - F(-1290,-1275) < 0",857,"F(-1290,-1275) > 0"]
[null,"14:20:00",256,4,-1275,-1295,-1275,20,10,10,0,0,null,null,0,"G-1275 - F(-1295,-1275) < 0",857,"F(-1295,-1275) > 0"]
[null,"14:20:00",256,5,-1275,-1300,-1275,20,10,10,0,0,null,null,0,"G-1275 - F(-1300,-1275) < 0",857,"F(-1300,-1275) > 0"]
[null,"14:20:00",256,6,-1275,-1305,-1275,20,10,10,0,0,null,null,0,"G-1275 - F(-1305,-1275) < 0",857,"F(-1305,-1275) > 0"]
[null,"14:15:00",257,1,-1280,-1285,-1280,20,10,10,0,{"$f":"O1545/Q1545","v":0},{"$f":"MAX(K1545:K1550)","v":0},{"$f":"MAX(K1545:K1550)/$Q$1","v":0},0,"G-1280 - F(-1285,-1280) < 0",857,"F(-1285,-1280) > 0"]
[null,"14:15:00",257,2,-1280,{"$f":"-(5*C1546-5+5*D1546)","v":-1290},{"$f":"-(5*C1546-5)","v":-1280},20,10,{"$f":"I1546-($J$1*I1546)","v":10},{"$f":"IF((J1546-H1546) < 0, 0, J1546-H1546)","v":0},0,null,null,0,"G-1280 - F(-1290,-1280) < 0",{"$f":"$Q$6","v":857},"F(-1290,-1280) > 0"]
[null,"14:15:00",257,3,-1280,-1295,-1280,20,10,10,0,0,null,null,0,"G-1280 - F(-1295,-1280) < 0",857,"F(-1295,-1280) > 0"]
[null,"14:15:00",257,4,-1280,-1300,-1280,20,10,10,0,0,null,null,0,"G-1280 - F(-1300,-1280) < 0",857,"F(-1300,-1280) > 0"]
[null,"14:15:00",257,5,-1280,-1305,-1280,20,10,10,0,0,null,null,0,"G-1280 - F(-1305,-1280) < 0",857,"F(-1305,-1280) > 0"]
[null,"14:15:00",257,6,-1280,-1310,-1280,20,10,10,0,0,null,null,0,"G-1280 - F(-1310,-1280) < 0",857,"F(-1310,-1280) > 0"]
[null,"14:10:00",258,1,-1285,-1290,-1285,20,10,10,0,0,{"$f":"MAX(K1551:K1556)","v":0},{"$f":"MAX(K1551:K1556)/$Q$1","v":0},0,"G-1285 - F(-1290,-1285) < 0",857,"F(-1290,-1285) > 0"]
[null,"14:10:00",258,2,-1285,-1295,-1285,20,10,10,0,0,null,null,0,"G-1285 - F(-1295,-1285) < 0",857,"F(-1295,-1285) > 0"]
[null,"14:10:00",258,3,-1285,-1300,-1285,20,10,10,0,0,null,null,0,"G-1285 - F(-1300,-1285) < 0",857,"F(-1300,-1285) > 0"]
[null,"14:10:00",258,4,-1285,-1305,-1285,20,10,10,0,0,null,null,0,"G-1285 - F(-1305,-1285) < 0",857,"F(-1305,-1285) > 0"]
[null,"14:10:00",258,5,-1285,-1310,-1285,20,10,10,0,0,null,null,0,"G-1285 - F(-1310,-1285) < 0",857,"F(-1310,-1285) > 0"]
[null,"14:10:00",258,6,-1285,-1315,-1285,20,10,10,0,0,null,null,0,"G-1285 - F(-1315,-1285) < 0",857,"F(-1315,-1285) > 0"]
[null,"14:05:00",259,1,-1290,-1295,-1290,20,10,10,0,0,{"$f":"MAX(K1557:K1562)","v":0},{"$f":"MAX(K1557:K1562)/$Q$1","v":0},{"$f":"IF((H1557-J1557)<0, O1558+1, O1558)","v":0},"G-1290 - F(-1295,-1290) < 0",857,"F(-1295,-1290) > 0"]
[null,"14:05:00",259,2,-1290,-1300,-1290,20,10,10,0,0,null,null,0,"G-1290 - F(-1300,-1290) < 0",857,"F(-1300,-1290) > 0"]
[null,"14:05:00",259,3,-1290,-1305,-1290,20,10,10,0,0,null,null,0,"G-1290 - F(-1305,-1290) < 0",857,"F(-1305,-1290) > 0"]
[null,"14:05:00",259,4,-1290,-1310,-1290,20,10,10,0,0,null,null,0,"G-1290 - F(-1310,-1290) < 0",857,"F(-1310,-1290) > 0"]
[null,"14:05:00",259,5,-1290,-1315,-1290,20,10,10,0,0,null,null,0,"G-1290 - F(-1315,-1290) < 0",857,"F(-1315,-1290) > 0"]
[null,"14:05:00",259,6,-1290,-1320,-1290,20,10,10,0,0,null,null,0,"G-1290 - F(-1320,-1290) < 0",857,"F(-1320,-1290) > 0"]
[null,"14:00:00",260,1,-1295,-1300,-1295,20,10,10,0,0,{"$f":"MAX(K1563:K1568)","v":0},{"$f":"MAX(K1563:K1568)/$Q$1","v":0},0,"G-1295 - F(-1300,-1295) < 0",857,"F(-1300,-1295) > 0"]
[null,"14:00:00",260,2,-1295,-1305,-1295,20,10,10,0,0,null,null,0,"G-1295 - F(-1305,-1295) < 0",857,"F(-1305,-1295) > 0"]
[null,"14:00:00",260,3,-1295,-1310,-1295,20,10,10,0,0,null,null,0,"G-1295 - F(-1310,-1295) < 0",857,"F(-1310,-1295) > 0"]
[null,"14:00:00",260,4,-1295,-1315,-1295,20,10,10,0,0,null,null,0,"G-1295 - F(-1315,-1295) < 0",857,"F(-1315,-1295) > 0"]
[null,"14:00:00",260,5,-1295,-1320,-1295,20,10,10,0,0,null,null,0,"G-1295 - F(-1320,-1295) < 0",857,"F(-1320,-1295) > 0"]
[null,"14:00:00",260,6,-1295,-1325,-1295,20,10,10,0,0,null,null,0,"G-1295 - F(-1325,-1295) < 0",857,"F(-1325,-1295) > 0"]
[null,"13:55:00",261,1,-1300,-1305,-1300,20,10,10,0,0,{"$f":"MAX(K1569:K1574)","v":0},{"$f":"MAX(K1569:K1574)/$Q$1","v":0},0,"G-1300 - F(-1305,-1300) < 0",857,"F(-1305,-1300) > 0"]
[null,"13:55:00",261,2,-1300,-1310,-1300,20,10,10,0,0,null,null,0,"G-1300 - F(-1310,-1300) < 0",857,"F(-1310,-1300) > 0"]
[null,"13:55:00",261,3,-1300,-1315,-1300,20,10,10,0,0,null,null,0,"G-1300 - F(-1315,-1300) < 0",857,"F(-1315,-1300) > 0"]
[null,"13:55:00",261,4,-1300,-1320,-1300,20,10,10,0,0,null,null,0,"G-1300 - F(-1320,-1300) < 0",857,"F(-1320,-1300) > 0"]
[null,"13:55:00",261,5,-1300,-1325,-1300,20,10,10,0,0,null,null,0,"G-1300 - F(-1325,-1300) < 0",857,"F(-1325,-1300) > 0"]
[null,"13:55:00",261,6,-1300,-1330,-1300,20,10,10,0,0,null,null,0,"G-1300 - F(-1330,-1300) < 0",857,"F(-1330,-1300) > 0"]
[null,"13:50:00",262,1,-1305,-1310,-1305,20,10,10,0,0,{"$f":"MAX(K1575:K1580)","v":0},{"$f":"MAX(K1575:K1580)/$Q$1","v":0},0,"G-1305 - F(-1310,-1305) < 0",857,"F(-1310,-1305) > 0"]
[null,"13:50:00",262,2,-1305,-1315,-1305,20,10,10,0,0,null,null,0,"G-1305 - F(-1315,-1305) < 0",857,"F(-1315,-1305) > 0"]
[null,"13:50:00",262,3,-1305,-1320,-1305,20,10,10,0,0,null,null,0,"G-1305 - F(-1320,-1305) < 0",857,"F(-1320,-1305) > 0"]
[null,"13:50:00",262,4,-1305,-1325,-1305,20,10,10,0,0,null,null,0,"G-1305 - F(-1325,-1305) < 0",857,"F(-1325,-1305) > 0"]
[null,"13:50:00",262,5,-1305,-1330,-1305,20,10,10,0,0,null,null,0,"G-1305 - F(-1330,-1305) < 0",857,"F(-1330,-1305) > 0"]
[null,"13:50:00",262,6,-1305,-1335,-1305,20,10,10,0,0,null,null,0,"G-1305 - F(-1335,-1305) < 0",857,"F(-1335,-1305) > 0"]
[null,"13:45:00",263,1,-1310,-1315,-1310,20,10,10,0,0,{"$f":"MAX(K1581:K1586)","v":0},{"$f":"MAX(K1581:K1586)/$Q$1","v":0},0,"G-1310 - F(-1315,-1310) < 0",857,"F(-1315,-1310) > 0"]
[null,"13:45:00",263,2,-1310,-1320,-1310,20,10,10,0,0,null,null,0,"G-1310 - F(-1320,-1310) < 0",857,"F(-1320,-1310) > 0"]
[null,"13:45:00",263,3,-1310,-1325,-1310,20,10,10,0,0,null,null,0,"G-1310 - F(-1325,-1310) < 0",857,"F(-1325,-1310) > 0"]
[null,"13:45:00",263,4,-1310,-1330,-1310,20,10,10,0,0,null,null,0,"G-1310 - F(-1330,-1310) < 0",857,"F(-1330,-1310) > 0"]
[null,"13:45:00",263,5,-1310,-1335,-1310,20,10,10,0,0,null,null,0,"G-1310 - F(-1335,-1310) < 0",857,"F(-1335,-1310) > 0"]
[null,"13:45:00",263,6,-1310,-1340,-1310,20,10,10,0,0,null,null,0,"G-1310 - F(-1340,-1310) < 0",857,"F(-1340,-1310) > 0"]
[null,"13:40:00",264,1,-1315,-1320,-1315,20,10,10,0,0,{"$f":"MAX(K1587:K1592)","v":0},{"$f":"MAX(K1587:K1592)/$Q$1","v":0},0,"G-1315 - F(-1320,-1315) < 0",857,"F(-1320,-1315) > 0"]
[null,"13:40:00",264,2,-1315,-1325,-1315,20,10,10,0,0,null,null,0,"G-1315 - F(-1325,-1315) < 0",857,"F(-1325,-1315) > 0"]
[null,"13:40:00",264,3,-1315,-1330,-1315,20,10,10,0,0,null,null,0,"G-1315 - F(-1330,-1315) < 0",857,"F(-1330,-1315) > 0"]
[null,"13:40:00",264,4,-1315,-1335,-1315,20,10,10,0,0,null,null,0,"G-1315 - F(-1335,-1315) < 0",857,"F(-1335,-1315) > 0"]
[null,"13:40:00",264,5,-1315,-1340,-1315,20,10,10,0,0,null,null,0,"G-1315 - F(-1340,-1315) < 0",857,"F(-1340,-1315) > 0"]
[null,"13:40:00",264,6,-1315,-1345,-1315,20,10,10,0,0,null,null,0,"G-1315 - F(-1345,-1315) < 0",857,"F(-1345,-1315) > 0"]
[null,"13:35:00",265,1,-1320,-1325,-1320,20,10,10,0,0,{"$f":"MAX(K1593:K1598)","v":0},{"$f":"MAX(K1593:K1598)/$Q$1","v":0},0,"G-1320 - F(-1325,-1320) < 0",857,"F(-1325,-1320) > 0"]
[null,"13:35:00",265,2,-1320,-1330,-1320,20,10,10,0,0,null,null,0,"G-1320 - F(-1330,-1320) < 0",857,"F(-1330,-1320) > 0"]
[null,"13:35:00",265,3,-1320,-1335,-1320,20,10,10,0,0,null,null,0,"G-1320 - F(-1335,-1320) < 0",857,"F(-1335,-1320) > 0"]
[null,"13:35:00",265,4,-1320,-1340,-1320,20,10,10,0,0,null,null,0,"G-1320 - F(-1340,-1320) < 0",857,"F(-1340,-1320) > 0"]
[null,"13:35:00",265,5,-1320,-1345,-1320,20,10,10,0,0,null,null,0,"G-1320 - F(-1345,-1320) < 0",857,"F(-1345,-1320) > 0"]
[null,"13:35:00",265,6,-1320,-1350,-1320,20,10,10,0,0,null,null,0,"G-1320 - F(-1350,-1320) < 0",857,"F(-1350,-1320) > 0"]
[null,"13:30:00",266,1,-1325,-1330,-1325,20,10,10,0,0,{"$f":"MAX(K1599:K1604)","v":0},{"$f":"MAX(K1599:K1604)/$Q$1","v":0},0,"G-1325 - F(-1330,-1325) < 0",857,"F(-1330,-1325) > 0"]
[null,"13:30:00",266,2,-1325,-1335,-1325,20,10,10,0,0,null,null,0,"G-1325 - F(-1335,-1325) < 0",857,"F(-1335,-1325) > 0"]
[null,"13:30:00",266,3,-1325,-1340,-1325,20,10,10,0,0,null,null,0,"G-1325 - F(-1340,-1325) < 0",857,"F(-1340,-1325) > 0"]
[null,"13:30:00",266,4,-1325,-1345,-1325,20,10,10,0,0,null,null,0,"G-1325 - F(-1345,-1325) < 0",857,"F(-1345,-1325) > 0"]
[null,"13:30:00",266,5,-1325,-1350,-1325,20,10,10,0,0,null,null,0,"G-1325 - F(-1350,-1325) < 0",857,"F(-1350,-1325) > 0"]
[null,"13:30:00",266,6,-1325,-1355,-1325,20,10,10,0,0,null,null,0,"G-1325 - F(-1355,-1325) < 0",857,"F(-1355,-1325) > 0"]
[null,"13:25:00",267,1,-1330,-1335,-1330,20,10,10,0,0,{"$f":"MAX(K1605:K1610)","v":0},{"$f":"MAX(K1605:K1610)/$Q$1","v":0},0,"G-1330 - F(-1335,-1330) < 0",857,"F(-1335,-1330) > 0"]
[null,"13:25:00",267,2,-1330,-1340,-1330,20,10,10,0,0,null,null,0,"G-1330 - F(-1340,-1330) < 0",857,"F(-1340,-1330) > 0"]
[null,"13:25:00",267,3,-1330,-1345,-1330,20,10,10,0,0,null,null,0,"G-1330 - F(-1345,-1330) < 0",857,"F(-1345,-1330) > 0"]
[null,"13:25:00",267,4,-1330,-1350,-1330,20,10,10,0,0,null,null,0,"G-1330 - F(-1350,-1330) < 0",857,"F(-1350,-1330) > 0"]
[null,"13:25:00",267,5,-1330,-1355,-1330,20,10,10,0,{"$f":"O1609/Q1609","v":0},null,null,0,"G-1330 - F(-1355,-1330) < 0",857,"F(-1355,-1330) > 0"]
[null,"13:25:00",267,6,-1330,{"$f":"-(5*C1610-5+5*D1610)","v":-1360},{"$f":"-(5*C1610-5)","v":-1330},20,10,{"$f":"I1610-($J$1*I1610)","v":10},{"$f":"IF((J1610-H1610) < 0, 0, J1610-H1610)","v":0},0,null,null,0,"G-1330 - F(-1360,-1330) < 0",{"$f":"$Q$6","v":857},"F(-1360,-1330) > 0"]
[null,"13:20:00",268,1,-1335,-1340,-1335,20,10,10,0,0,{"$f":"MAX(K1611:K1616)","v":0},{"$f":"MAX(K1611:K1616)/$Q$1","v":0},0,"G-1335 - F(-1340,-1335) < 0",857,"F(-1340,-1335) > 0"]
[null,"13:20:00",268,2,-1335,-1345,-1335,20,10,10,0,0,null,null,0,"G-1335 - F(-1345,-1335) < 0",857,"F(-1345,-1335) > 0"]
[null,"13:20:00",268,3,-1335,-1350,-1335,20,10,10,0,0,null,null,0,"G-1335 - F(-1350,-1335) < 0",857,"F(-1350,-1335) > 0"]
[null,"13:20:00",268,4,-1335,-1355,-1335,20,10,10,0,0,null,null,0,"G-1335 - F(-1355,-1335) < 0",857,"F(-1355,-1335) > 0"]
[null,"13:20:00",268,5,-1335,-1360,-1335,20,10,10,0,0,null,null,0,"G-1335 - F(-1360,-1335) < 0",857,"F(-1360,-1335) > 0"]
[null,"13:20:00",268,6,-1335,-1365,-1335,20,10,10,0,0,null,null,0,"G-1335 - F(-1365,-1335) < 0",857,"F(-1365,-1335) > 0"]
[null,"13:15:00",269,1,-1340,-1345,-1340,20,10,10,0,0,{"$f":"MAX(K1617:K1622)","v":0},{"$f":"MAX(K1617:K1622)/$Q$1","v":0},0,"G-1340 - F(-1345,-1340) < 0",857,"F(-1345,-1340) > 0"]
[null,"13:15:00",269,2,-1340,-1350,-1340,20,10,10,0,0,null,null,0,"G-1340 - F(-1350,-1340) < 0",857,"F(-1350,-1340) > 0"]
[null,"13:15:00",269,3,-1340,-1355,-1340,20,10,10,0,0,null,null,0,"G-1340 - F(-1355,-1340) < 0",857,"F(-1355,-1340) > 0"]
[null,"13:15:00",269,4,-1340,-1360,-1340,20,10,10,0,0,null,null,0,"G-1340 - F(-1360,-1340) < 0",857,"F(-1360,-1340) > 0"]
[null,"13:15:00",269,5,-1340,-1365,-1340,20,10,10,0,0,null,null,{"$f":"IF((H1621-J1621)<0, O1622+1, O1622)","v":0},"G-1340 - F(-1365,-1340) < 0",857,"F(-1365,-1340) > 0"]
[null,"13:15:00",269,6,-1340,-1370,-1340,20,10,10,0,0,null,null,0,"G-1340 - F(-1370,-1340) < 0",857,"F(-1370,-1340) > 0"]
[null,"13:10:00",270,1,-1345,-1350,-1345,20,10,10,0,0,{"$f":"MAX(K1623:K1628)","v":0},{"$f":"MAX(K1623:K1628)/$Q$1","v":0},0,"G-1345 - F(-1350,-1345) < 0",857,"F(-1350,-1345) > 0"]
[null,"13:10:00",270,2,-1345,-1355,-1345,20,10,10,0,0,null,null,0,"G-1345 - F(-1355,-1345) < 0",857,"F(-1355,-1345) > 0"]
[null,"13:10:00",270,3,-1345,-1360,-1345,20,10,10,0,0,null,null,0,"G-1345 - F(-1360,-1345) < 0",857,"F(-1360,-1345) > 0"]
[null,"13:10:00",270,4,-1345,-1365,-1345,20,10,10,0,0,null,null,0,"G-1345 - F(-1365,-1345) < 0",857,"F(-1365,-1345) > 0"]
[null,"13:10:00",270,5,-1345,-1370,-1345,20,10,10,0,0,null,null,0,"G-1345 - F(-1370,-1345) < 0",857,"F(-1370,-1345) > 0"]
[null,"13:10:00",270,6,-1345,-1375,-1345,20,10,10,0,0,null,null,0,"G-1345 - F(-1375,-1345) < 0",857,"F(-1375,-1345) > 0"]
[null,"13:05:00",271,1,-1350,-1355,-1350,20,10,10,0,0,{"$f":"MAX(K1629:K1634)","v":0},{"$f":"MAX(K1629:K1634)/$Q$1","v":0},0,"G-1350 - F(-1355,-1350) < 0",857,"F(-1355,-1350) > 0"]
[null,"13:05:00",271,2,-1350,-1360,-1350,20,10,10,0,0,null,null,0,"G-1350 - F(-1360,-1350) < 0",857,"F(-1360,-1350) > 0"]
[null,"13:05:00",271,3,-1350,-1365,-1350,20,10,10,0,0,null,null,0,"G-1350 - F(-1365,-1350) < 0",857,"F(-1365,-1350) > 0"]
[null,"13:05:00",271,4,-1350,-1370,-1350,20,10,10,0,0,null,null,0,"G-1350 - F(-1370,-1350) < 0",857,"F(-1370,-1350) > 0"]
[null,"13:05:00",271,5,-1350,-1375,-1350,20,10,10,0,0,null,null,0,"G-1350 - F(-1375,-1350) < 0",857,"F(-1375,-1350) > 0"]
[null,"13:05:00",271,6,-1350,-1380,-1350,20,10,10,0,0,null,null,0,"G-1350 - F(-1380,-1350) < 0",857,"F(-1380,-1350) > 0"]
[null,"13:00:00",272,1,-1355,-1360,-1355,20,10,10,0,0,{"$f":"MAX(K1635:K1640)","v":0},{"$f":"MAX(K1635:K1640)/$Q$1","v":0},0,"G-1355 - F(-1360,-1355) < 0",857,"F(-1360,-1355) > 0"]
[null,"13:00:00",272,2,-1355,-1365,-1355,20,10,10,0,0,null,null,0,"G-1355 - F(-1365,-1355) < 0",857,"F(-1365,-1355) > 0"]
[null,"13:00:00",272,3,-1355,-1370,-1355,20,10,10,0,0,null,null,0,"G-1355 - F(-1370,-1355) < 0",857,"F(-1370,-1355) > 0"]
[null,"13:00:00",272,4,-1355,-1375,-1355,20,10,10,0,0,null,null,0,"G-1355 - F(-1375,-1355) < 0",857,"F(-1375,-1355) > 0"]
[null,"13:00:00",272,5,-1355,-1380,-1355,20,10,10,0,0,null,null,0,"G-1355 - F(-1380,-1355) < 0",857,"F(-1380,-1355) > 0"]
[null,"13:00:00",272,6,-1355,-1385,-1355,20,10,10,0,0,null,null,0,"G-1355 - F(-1385,-1355) < 0",857,"F(-1385,-1355) > 0"]
[null,"12:55:00",273,1,-1360,-1365,-1360,20,10,10,0,0,{"$f":"MAX(K1641:K1646)","v":0},{"$f":"MAX(K1641:K1646)/$Q$1","v":0},0,"G-1360 - F(-1365,-1360) < 0",857,"F(-1365,-1360) > 0"]
[null,"12:55:00",273,2,-1360,-1370,-1360,20,10,10,0,0,null,null,0,"G-1360 - F(-1370,-1360) < 0",857,"F(-1370,-1360) > 0"]
[null,"12:55:00",273,3,-1360,-1375,-1360,20,10,10,0,0,null,null,0,"G-1360 - F(-1375,-1360) < 0",857,"F(-1375,-1360) > 0"]
[null,"12:55:00",273,4,-1360,-1380,-1360,20,10,10,0,0,null,null,0,"G-1360 - F(-1380,-1360) < 0",857,"F(-1380,-1360) > 0"]
[null,"12:55:00",273,5,-1360,-1385,-1360,20,10,10,0,0,null,null,0,"G-1360 - F(-1385,-1360) < 0",857,"F(-1385,-1360) > 0"]
[null,"12:55:00",273,6,-1360,-1390,-1360,20,10,10,0,0,null,null,0,"G-1360 - F(-1390,-1360) < 0",857,"F(-1390,-1360) > 0"]
[null,"12:50:00",274,1,-1365,-1370,-1365,20,10,10,0,0,{"$f":"MAX(K1647:K1652)","v":0},{"$f":"MAX(K1647:K1652)/$Q$1","v":0},0,"G-1365 - F(-1370,-1365) < 0",857,"F(-1370,-1365) > 0"]
[null,"12:50:00",274,2,-1365,-1375,-1365,20,10,10,0,0,null,null,0,"G-1365 - F(-1375,-1365) < 0",857,"F(-1375,-1365) > 0"]
[null,"12:50:00",274,3,-1365,-1380,-1365,20,10,10,0,0,null,null,0,"G-1365 - F(-1380,-1365) < 0",857,"F(-1380,-1365) > 0"]
[null,"12:50:00",274,4,-1365,-1385,-1365,20,10,10,0,0,null,null,0,"G-1365 - F(-1385,-1365) < 0",857,"F(-1385,-1365) > 0"]
[null,"12:50:00",274,5,-1365,-1390,-1365,20,10,10,0,0,null,null,0,"G-1365 - F(-1390,-1365) < 0",857,"F(-1390,-1365) > 0"]
[null,"12:50:00",274,6,-1365,-1395,-1365,20,10,10,0,0,null,null,0,"G-1365 - F(-1395,-1365) < 0",857,"F(-1395,-1365) > 0"]
[null,"12:45:00",275,1,-1370,-1375,-1370,20,10,10,0,0,{"$f":"MAX(K1653:K1658)","v":0},{"$f":"MAX(K1653:K1658)/$Q$1","v":0},0,"G-1370 - F(-1375,-1370) < 0",857,"F(-1375,-1370) > 0"]
[null,"12:45:00",275,2,-1370,-1380,-1370,20,10,10,0,0,null,null,0,"G-1370 - F(-1380,-1370) < 0",857,"F(-1380,-1370) > 0"]
[null,"12:45:00",275,3,-1370,-1385,-1370,20,10,10,0,0,null,null,0,"G-1370 - F(-1385,-1370) < 0",857,"F(-1385,-1370) > 0"]
[null,"12:45:00",275,4,-1370,-1390,-1370,20,10,10,0,0,null,null,0,"G-1370 - F(-1390,-1370) < 0",857,"F(-1390,-1370) > 0"]
[null,"12:45:00",275,5,-1370,-1395,-1370,20,10,10,0,0,null,null,0,"G-1370 - F(-1395,-1370) < 0",857,"F(-1395,-1370) > 0"]
[null,"12:45:00",275,6,-1370,-1400,-1370,20,10,10,0,0,null,null,0,"G-1370 - F(-1400,-1370) < 0",857,"F(-1400,-1370) > 0"]
[null,"12:40:00",276,1,-1375,-1380,-1375,20,10,10,0,0,{"$f":"MAX(K1659:K1664)","v":0},{"$f":"MAX(K1659:K1664)/$Q$1","v":0},0,"G-1375 - F(-1380,-1375) < 0",857,"F(-1380,-1375) > 0"]
[null,"12:40:00",276,2,-1375,-1385,-1375,20,10,10,0,0,null,null,0,"G-1375 - F(-1385,-1375) < 0",857,"F(-1385,-1375) > 0"]
[null,"12:40:00",276,3,-1375,-1390,-1375,20,10,10,0,0,null,null,0,"G-1375 - F(-1390,-1375) < 0",857,"F(-1390,-1375) > 0"]
[null,"12:40:00",276,4,-1375,-1395,-1375,20,10,10,0,0,null,null,0,"G-1375 - F(-1395,-1375) < 0",857,"F(-1395,-1375) > 0"]
[null,"12:40:00",276,5,-1375,-1400,-1375,20,10,10,0,0,null,null,0,"G-1375 - F(-1400,-1375) < 0",857,"F(-1400,-1375) > 0"]
[null,"12:40:00",276,6,-1375,-1405,-1375,20,10,10,0,0,null,null,0,"G-1375 - F(-1405,-1375) < 0",857,"F(-1405,-1375) > 0"]
[null,"12:35:00",277,1,-1380,-1385,-1380,20,10,10,0,0,{"$f":"MAX(K1665:K1670)","v":0},{"$f":"MAX(K1665:K1670)/$Q$1","v":0},0,"G-1380 - F(-1385,-1380) < 0",857,"F(-1385,-1380) > 0"]
[null,"12:35:00",277,2,-1380,-1390,-1380,20,10,10,0,0,null,null,0,"G-1380 - F(-1390,-1380) < 0",857,"F(-1390,-1380) > 0"]
[null,"12:35:00",277,3,-1380,-1395,-1380,20,10,10,0,0,null,null,0,"G-1380 - F(-1395,-1380) < 0",857,"F(-1395,-1380) > 0"]
[null,"12:35:00",277,4,-1380,-1400,-1380,20,10,10,0,0,null,null,0,"G-1380 - F(-1400,-1380) < 0",857,"F(-1400,-1380) > 0"]
[null,"12:35:00",277,5,-1380,-1405,-1380,20,10,10,0,0,null,null,0,"G-1380 - F(-1405,-1380) < 0",857,"F(-1405,-1380) > 0"]
[null,"12:35:00",277,6,-1380,-1410,-1380,20,10,10,0,0,null,null,0,"G-1380 - F(-1410,-1380) < 0",857,"F(-1410,-1380) > 0"]
[null,"12:30:00",278,1,-1385,-1390,-1385,20,10,10,0,0,{"$f":"MAX(K1671:K1676)","v":0},{"$f":"MAX(K1671:K1676)/$Q$1","v":0},0,"G-1385 - F(-1390,-1385) < 0",857,"F(-1390,-1385) > 0"]
[null,"12:30:00",278,2,-1385,-1395,-1385,20,10,10,0,0,null,null,0,"G-1385 - F(-1395,-1385) < 0",857,"F(-1395,-1385) > 0"]
[null,"12:30:00",278,3,-1385,-1400,-1385,20,10,10,0,{"$f":"O1673/Q1673","v":0},null,null,0,"G-1385 - F(-1400,-1385) < 0",857,"F(-1400,-1385) > 0"]
[null,"12:30:00",278,4,-1385,{"$f":"-(5*C1674-5+5*D1674)","v":-1405},{"$f":"-(5*C1674-5)","v":-1385},20,10,{"$f":"I1674-($J$1*I1674)","v":10},{"$f":"IF((J1674-H1674) < 0, 0, J1674-H1674)","v":0},0,null,null,0,"G-1385 - F(-1405,-1385) < 0",{"$f":"$Q$6","v":857},"F(-1405,-1385) > 0"]
[null,"12:30:00",278,5,-1385,-1410,-1385,20,10,10,0,0,null,null,0,"G-1385 - F(-1410,-1385) < 0",857,"F(-1410,-1385) > 0"]
[null,"12:30:00",278,6,-1385,-1415,-1385,20,10,10,0,0,null,null,0,"G-1385 - F(-1415,-1385) < 0",857,"F(-1415,-1385) > 0"]
[null,"12:25:00",279,1,-1390,-1395,-1390,20,10,10,0,0,{"$f":"MAX(K1677:K1682)","v":0},{"$f":"MAX(K1677:K1682)/$Q$1","v":0},0,"G-1390 - F(-1395,-1390) < 0",857,"F(-1395,-1390) > 0"]
[null,"12:25:00",279,2,-1390,-1400,-1390,20,10,10,0,0,null,null,0,"G-1390 - F(-1400,-1390) < 0",857,"F(-1400,-1390) > 0"]
[null,"12:25:00",279,3,-1390,-1405,-1390,20,10,10,0,0,null,null,0,"G-1390 - F(-1405,-1390) < 0",857,"F(-1405,-1390) > 0"]
[null,"12:25:00",279,4,-1390,-1410,-1390,20,10,10,0,0,null,null,0,"G-1390 - F(-1410,-1390) < 0",857,"F(-1410,-1390) > 0"]
[null,"12:25:00",279,5,-1390,-1415,-1390,20,10,10,0,0,null,null,0,"G-1390 - F(-1415,-1390) < 0",857,"F(-1415,-1390) > 0"]
[null,"12:25:00",279,6,-1390,-1420,-1390,20,10,10,0,0,null,null,0,"G-1390 - F(-1420,-1390) < 0",857,"F(-1420,-1390) > 0"]
[null,"12:20:00",280,1,-1395,-1400,-1395,20,10,10,0,0,{"$f":"MAX(K1683:K1688)","v":0},{"$f":"MAX(K1683:K1688)/$Q$1","v":0},0,"G-1395 - F(-1400,-1395) < 0",857,"F(-1400,-1395) > 0"]
[null,"12:20:00",280,2,-1395,-1405,-1395,20,10,10,0,0,null,null,0,"G-1395 - F(-1405,-1395) < 0",857,"F(-1405,-1395) > 0"]
[null,"12:20:00",280,3,-1395,-1410,-1395,20,10,10,0,0,null,null,{"$f":"IF((H1685-J1685)<0, O1686+1, O1686)","v":0},"G-1395 - F(-1410,-1395) < 0",857,"F(-1410,-1395) > 0"]
[null,"12:20:00",280,4,-1395,-1415,-1395,20,10,10,0,0,null,null,0,"G-1395 - F(-1415,-1395) < 0",857,"F(-1415,-1395) > 0"]
[null,"12:20:00",280,5,-1395,-1420,-1395,20,10,10,0,0,null,null,0,"G-1395 - F(-1420,-1395) < 0",857,"F(-1420,-1395) > 0"]
[null,"12:20:00",280,6,-1395,-1425,-1395,20,10,10,0,0,null,null,0,"G-1395 - F(-1425,-1395) < 0",857,"F(-1425,-1395) > 0"]
[null,"12:15:00",281,1,-1400,-1405,-1400,20,10,10,0,0,{"$f":"MAX(K1689:K1694)","v":0},{"$f":"MAX(K1689:K1694)/$Q$1","v":0},0,"G-1400 - F(-1405,-1400) < 0",857,"F(-1405,-1400) > 0"]
[null,"12:15:00",281,2,-1400,-1410,-1400,20,10,10,0,0,null,null,0,"G-1400 - F(-1410,-1400) < 0",857,"F(-1410,-1400) > 0"]
[null,"12:15:00",281,3,-1400,-1415,-1400,20,10,10,0,0,null,null,0,"G-1400 - F(-1415,-1400) < 0",857,"F(-1415,-1400) > 0"]
[null,"12:15:00",281,4,-1400,-1420,-1400,20,10,10,0,0,null,null,0,"G-1400 - F(-1420,-1400) < 0",857,"F(-1420,-1400) > 0"]
[null,"12:15:00",281,5,-1400,-1425,-1400,20,10,10,0,0,null,null,0,"G-1400 - F(-1425,-1400) < 0",857,"F(-1425,-1400) > 0"]
[null,"12:15:00",281,6,-1400,-1430,-1400,20,10,10,0,0,null,null,0,"G-1400 - F(-1430,-1400) < 0",857,"F(-1430,-1400) > 0"]
[null,"12:10:00",282,1,-1405,-1410,-1405,20,10,10,0,0,{"$f":"MAX(K1695:K1700)","v":0},{"$f":"MAX(K1695:K1700)/$Q$1","v":0},0,"G-1405 - F(-1410,-1405) < 0",857,"F(-1410,-1405) > 0"]
[null,"12:10:00",282,2,-1405,-1415,-1405,20,10,10,0,0,null,null,0,"G-1405 - F(-1415,-1405) < 0",857,"F(-1415,-1405) > 0"]
[null,"12:10:00",282,3,-1405,-1420,-1405,20,10,10,0,0,null,null,0,"G-1405 - F(-1420,-1405) < 0",857,"F(-1420,-1405) > 0"]
[null,"12:10:00",282,4,-1405,-1425,-1405,20,10,10,0,0,null,null,0,"G-1405 - F(-1425,-1405) < 0",857,"F(-1425,-1405) > 0"]
[null,"12:10:00",282,5,-1405,-1430,-1405,20,10,10,0,0,null,null,0,"G-1405 - F(-1430,-1405) < 0",857,"F(-1430,-1405) > 0"]
[null,"12:10:00",282,6,-1405,-1435,-1405,20,10,10,0,0,null,null,0,"G-1405 - F(-1435,-1405) < 0",857,"F(-1435,-1405) > 0"]
[null,"12:05:00",283,1,-1410,-1415,-1410,20,10,10,0,0,{"$f":"MAX(K1701:K1706)","v":0},{"$f":"MAX(K1701:K1706)/$Q$1","v":0},0,"G-1410 - F(-1415,-1410) < 0",857,"F(-1415,-1410) > 0"]
[null,"12:05:00",283,2,-1410,-1420,-1410,20,10,10,0,0,null,null,0,"G-1410 - F(-1420,-1410) < 0",857,"F(-1420,-1410) > 0"]
[null,"12:05:00",283,3,-1410,-1425,-1410,20,10,10,0,0,null,null,0,"G-1410 - F(-1425,-1410) < 0",857,"F(-1425,-1410) > 0"]
[null,"12:05:00",283,4,-1410,-1430,-1410,20,10,10,0,0,null,null,0,"G-1410 - F(-1430,-1410) < 0",857,"F(-1430,-1410) > 0"]
[null,"12:05:00",283,5,-1410,-1435,-1410,20,10,10,0,0,null,null,0,"G-1410 - F(-1435,-1410) < 0",857,"F(-1435,-1410) > 0"]
[null,"12:05:00",283,6,-1410,-1440,-1410,20,10,10,0,0,null,null,0,"G-1410 - F(-1440,-1410) < 0",857,"F(-1440,-1410) > 0"]
[null,"12:00:00",284,1,-1415,-1420,-1415,20,10,10,0,0,{"$f":"MAX(K1707:K1712)","v":0},{"$f":"MAX(K1707:K1712)/$Q$1","v":0},0,"G-1415 - F(-1420,-1415) < 0",857,"F(-1420,-1415) > 0"]
[null,"12:00:00",284,2,-1415,-1425,-1415,20,10,10,0,0,null,null,0,"G-1415 - F(-1425,-1415) < 0",857,"F(-1425,-1415) > 0"]
[null,"12:00:00",284,3,-1415,-1430,-1415,20,10,10,0,0,null,null,0,"G-1415 - F(-1430,-1415) < 0",857,"F(-1430,-1415) > 0"]
[null,"12:00:00",284,4,-1415,-1435,-1415,20,10,10,0,0,null,null,0,"G-1415 - F(-1435,-1415) < 0",857,"F(-1435,-1415) > 0"]
[null,"12:00:00",284,5,-1415,-1440,-1415,20,10,10,0,0,null,null,0,"G-1415 - F(-1440,-1415) < 0",857,"F(-1440,-1415) > 0"]
[null,"12:00:00",284,6,-1415,-1445,-1415,20,10,10,0,0,null,null,0,"G-1415 - F(-1445,-1415) < 0",857,"F(-1445,-1415) > 0"]
[null,"11:55:00",285,1,-1420,-1425,-1420,20,10,10,0,0,{"$f":"MAX(K1713:K1718)","v":0},{"$f":"MAX(K1713:K1718)/$Q$1","v":0},0,"G-1420 - F(-1425,-1420) < 0",857,"F(-1425,-1420) > 0"]
[null,"11:55:00",285,2,-1420,-1430,-1420,20,10,10,0,0,null,null,0,"G-1420 - F(-1430,-1420) < 0",857,"F(-1430,-1420) > 0"]
[null,"11:55:00",285,3,-1420,-1435,-1420,20,10,10,0,0,null,null,0,"G-1420 - F(-1435,-1420) < 0",857,"F(-1435,-1420) > 0"]
[null,"11:55:00",285,4,-1420,-1440,-1420,20,10,10,0,0,null,null,0,"G-1420 - F(-1440,-1420) < 0",857,"F(-1440,-1420) > 0"]
[null,"11:55:00",285,5,-1420,-1445,-1420,20,10,10,0,0,null,null,0,"G-1420 - F(-1445,-1420) < 0",857,"F(-1445,-1420) > 0"]
[null,"11:55:00",285,6,-1420,-1450,-1420,20,10,10,0,0,null,null,0,"G-1420 - F(-1450,-1420) < 0",857,"F(-1450,-1420) > 0"]
[null,"11:50:00",286,1,-1425,-1430,-1425,20,10,10,0,0,{"$f":"MAX(K1719:K1724)","v":0},{"$f":"MAX(K1719:K1724)/$Q$1","v":0},0,"G-1425 - F(-1430,-1425) < 0",857,"F(-1430,-1425) > 0"]
[null,"11:50:00",286,2,-1425,-1435,-1425,20,10,10,0,0,null,null,0,"G-1425 - F(-1435,-1425) < 0",857,"F(-1435,-1425) > 0"]
[null,"11:50:00",286,3,-1425,-1440,-1425,20,10,10,0,0,null,null,0,"G-1425 - F(-1440,-1425) < 0",857,"F(-1440,-1425) > 0"]
[null,"11:50:00",286,4,-1425,-1445,-1425,20,10,10,0,0,null,null,0,"G-1425 - F(-1445,-1425) < 0",857,"F(-1445,-1425) > 0"]
[null,"11:50:00",286,5,-1425,-1450,-1425,20,10,10,0,0,null,null,0,"G-1425 - F(-1450,-1425) < 0",857,"F(-1450,-1425) > 0"]
[null,"11:50:00",286,6,-1425,-1455,-1425,20,10,10,0,0,null,null,0,"G-1425 - F(-1455,-1425) < 0",857,"F(-1455,-1425) > 0"]
[null,"11:45:00",287,1,-1430,-1435,-1430,20,10,10,0,0,{"$f":"MAX(K1725:K1730)","v":0},{"$f":"MAX(K1725:K1730)/$Q$1","v":0},0,"G-1430 - F(-1435,-1430) < 0",857,"F(-1435,-1430) > 0"]
[null,"11:45:00",287,2,-1430,-1440,-1430,20,10,10,0,0,null,null,0,"G-1430 - F(-1440,-1430) < 0",857,"F(-1440,-1430) > 0"]
[null,"11:45:00",287,3,-1430,-1445,-1430,20,10,10,0,0,null,null,0,"G-1430 - F(-1445,-1430) < 0",857,"F(-1445,-1430) > 0"]
[null,"11:45:00",287,4,-1430,-1450,-1430,20,10,10,0,0,null,null,0,"G-1430 - F(-1450,-1430) < 0",857,"F(-1450,-1430) > 0"]
[null,"11:45:00",287,5,-1430,-1455,-1430,20,10,10,0,0,null,null,0,"G-1430 - F(-1455,-1430) < 0",857,"F(-1455,-1430) > 0"]
[null,"11:45:00",287,6,-1430,-1460,-1430,20,10,10,0,0,null,null,0,"G-1430 - F(-1460,-1430) < 0",857,"F(-1460,-1430) > 0"]
[null,"11:40:00",288,1,-1435,-1440,-1435,20,10,10,0,0,{"$f":"MAX(K1731:K1736)","v":0},{"$f":"MAX(K1731:K1736)/$Q$1","v":0},0,"G-1435 - F(-1440,-1435) < 0",857,"F(-1440,-1435) > 0"]
[null,"11:40:00",288,2,-1435,-1445,-1435,20,10,10,0,0,null,null,0,"G-1435 - F(-1445,-1435) < 0",857,"F(-1445,-1435) > 0"]
[null,"11:40:00",288,3,-1435,-1450,-1435,20,10,10,0,0,null,null,0,"G-1435 - F(-1450,-1435) < 0",857,"F(-1450,-1435) > 0"]
[null,"11:40:00",288,4,-1435,-1455,-1435,20,10,10,0,0,null,null,0,"G-1435 - F(-1455,-1435) < 0",857,"F(-1455,-1435) > 0"]
[null,"11:40:00",288,5,-1435,-1460,-1435,20,10,10,0,0,null,null,0,"G-1435 - F(-1460,-1435) < 0",857,"F(-1460,-1435) > 0"]
[null,"11:40:00",288,6,-1435,-1465,-1435,20,10,10,0,0,null,null,{"$f":"IF((H1736-J1736)<0, 1, 0)","v":0},"G-1435 - F(-1465,-1435) < 0",857,"F(-1465,-1435) > 0"]